Smoke and heat exhaust (SHEV) | SHE system | Skylux | Skylux 160° CE with skylight and metal curb with LM-actuator and spoiler 1000 x 1600 mm |  | 31474 | 5412970314745 | 4184.2 | Yes | 30-45 | 81.94 | 1000 x 1600 mm | 1600 | 1000 |  | metal curb M30 (30 cm high) | Rectangular | 5.17 W/m²K - 1.28 W/m²K | 87% - 32% | 90% - 32% | 20dB - 23dB | 160° CE (for industry) | skylight | with spoiler | E | Single actuator | Maximum four-walled skylight possible for this product | Ut-value LT-value g-value Rw-value EN 1873 : 2014 EN ISO 13468 EN 16153 EN 410 EN 410 EN ISO 140-3 Material Walls Shells (W/m²K) (%) (%) (dB) Acrylic Single-walled Clear (H) 5.17 90 87 - PMMA Single-walled Opal (O) 5.17 83 76 - Double-walled Clear (H/H) 2.90 81 75 20 Double-walled Opal (O/O) 2.90 69 58 20 Triple-walled Clear (H/H/H) 1.70 73 65 22 Triple-walled Opal (O/H/O) 1.70 62 51 22 Four-walled Clear (H/H/H/H) 1.28 64 54 23 Four-walled Opal (H/H/O/H) 1.28 59 48 23 Polycarbonate Single-walled Clear (A) 5.17 88 83 - PC Single-walled Opal (D) 5.17 58 60 - Double-walled Clear (A/H) 2.90 79 72 20 Double-walled Clear (A/A) 2.90 77 69 20 Double-walled Opal (A/O) 2.90 73 63 20 Double-walled Opal (A/D) 2.90 51 50 20 Triple-walled Clear (A/H/H) 1.70 71 63 22 Triple-walled Opal (A/O/O) 1.70 61 48 22 Four-walled Clear (A/H/H/H) 1.28 64 52 23 Four-walled Opal (A/H/O/H) 1.28 59 46 23 Polycarbonate Single-walled Heatstop Opal (T) 5.17 49 59 - Heatstop PC Double-walled Clear (T/H) 2.90 44 51 20 Double-walled Opal (T/O) 2.90 41 45 20 Triple-walled Clear (T/H/H) 1.70 40 <td data-sheets-numberformat='{"1":2,"2":"0","3":1}' data-sheets-value='{"1":3,"3":44}' style="overflow:hidden;paddin | https://skylux.eu/en/products/skylux-160-ce-met-koepel-en-metaalopstand-met-lm-motor-en-windvang-1000-x-1600-mm | https://skylux.eu/cdn/shop/files/Skylux-160deg-CE-met-koepel-en-metaalopstand-met-LM-motor-en-windvang-1000-x-1600-mm-RWA-systeem.jpg?v=1702977498&width=1600 | https://skylux.eu/cdn/shop/files/e5a82811-1bb0-48e4-a776-cacb59c7c092_ae376f16-5227-4502-8d00-fffaf9700560.jpg?v=1688550395&width=1600 | //skylux.eu/cdn/shop/files/E_MH_Mounting_instructions_Skylux_160_CE_LM.pdf?v=12406716259046007223 | //skylux.eu/cdn/shop/files/E_TD_Technical_File_Skylux_Skylux_160_CE_Electric.pdf?v=3667116872303399239 | <style type="text/css" id="isPasted"> <!--td { border: 1px solid #cccccc; } br { mso-data-placement: same-cell; } --> </style> <table border="1" cellpadding="0" cellspacing="0" dir="ltr" style="table-layout:fixed;font-size:10pt;font-family:Arial;border-collapse:collapse;border:none;"><tbody> <tr style="height:20px;"> <td style="overflow:hidden;padding:0px 3px 0px 3px;vertical-align:bottom;"></td> <td style="overflow:hidden;padding:0px 3px 0px 3px;vertical-align:bottom;"></td> <td style="overflow:hidden;padding:0px 3px 0px 3px;vertical-align:bottom;"></td> <td data-sheets-value='{"1":2,"2":"Ut-value"}' style="overflow:hidden;padding:0px 3px 0px 3px;vertical-align:bottom;font-weight:bold;text-align:center;">Ut-value</td> <td data-sheets-value='{"1":2,"2":"LT-value"}' style="overflow:hidden;padding:0px 3px 0px 3px;vertical-align:bottom;font-weight:bold;text-align:center;">LT-value</td> <td data-sheets-value='{"1":2,"2":"g-value"}' style="overflow:hidden;padding:0px 3px 0px 3px;vertical-align:bottom;font-weight:bold;text-align:center;">g-value</td> <td data-sheets-value='{"1":2,"2":"Rw-value "}' style="overflow:hidden;padding:0px 3px 0px 3px;vertical-align:bottom;font-weight:bold;text-align:center;">Rw-value </td> </tr> <tr style="height:20px;"> <td style="overflow:hidden;padding:0px 3px 0px 3px;vertical-align:bottom;"></td> <td style="overflow:hidden;padding:0px 3px 0px 3px;vertical-align:bottom;"></td> <td style="overflow:hidden;padding:0px 3px 0px 3px;vertical-align:bottom;"></td> <td data-sheets-numberformat='{"1":2,"2":"0.00","3":1}' data-sheets-value='{"1":2,"2":"EN 1873 : 2014"}' style="overflow:hidden;padding:0px 3px 0px 3px;vertical-align:bottom;text-align:center;">EN 1873 : 2014</td> <td data-sheets-numberformat='{"1":2,"2":"0","3":1}' data-sheets-value='{"1":2,"2":"EN ISO 13468 EN 16153 EN 410"}' style="overflow:hidden;padding:0px 3px 0px 3px;vertical-align:bottom;text-align:center;">EN ISO 13468 EN 16153 EN 410</td> <td data-sheets-numberformat='{"1":2,"2":"0","3":1}' data-sheets-value='{"1":2,"2":"EN 410"}' style="overflow:hidden;padding:0px 3px 0px 3px;vertical-align:bottom;text-align:center;">EN 410</td> <td data-sheets-value='{"1":2,"2":"EN ISO 140-3\t\t"}' style="overflow:hidden;padding:0px 3px 0px 3px;vertical-align:bottom;text-align:center;">EN ISO 140-3 </td> </tr> <tr style="height:20px;"> <td data-sheets-value='{"1":2,"2":"Material"}' style="border-bottom:1px solid #000000;overflow:hidden;padding:0px 3px 0px 3px;vertical-align:bottom;background-color:#000000;font-weight:bold;color:#ffffff;">Material</td> <td data-sheets-value='{"1":2,"2":"Walls"}' style="border-bottom:1px solid #000000;overflow:hidden;padding:0px 3px 0px 3px;vertical-align:bottom;background-color:#000000;font-weight:bold;color:#ffffff;">Walls</td> <td data-sheets-value='{"1":2,"2":"Shells"}' style="border-bottom:1px solid #000000;overflow:hidden;padding:0px 3px 0px 3px;vertical-align:bottom;background-color:#000000;font-weight:bold;color:#ffffff;">Shells</td> <td data-sheets-numberformat='{"1":2,"2":"0.00","3":1}' data-sheets-value='{"1":2,"2":"(W/m²K)\t"}' style="border-bottom:1px solid #000000;overflow:hidden;padding:0px 3px 0px 3px;vertical-align:bottom;background-color:#000000;font-weight:bold;color:#ffffff;text-align:center;">(W/m²K) </td> <td data-sheets-numberformat='{"1":2,"2":"0","3":1}' data-sheets-value='{"1":2,"2":"(%)"}' style="border-bottom:1px solid #000000;overflow:hidden;padding:0px 3px 0px 3px;vertical-align:bottom;background-color:#000000;font-weight:bold;color:#ffffff;text-align:center;">(%)</td> <td data-sheets-numberformat='{"1":2,"2":"0","3":1}' data-sheets-value='{"1":2,"2":"(%)"}' style="border-bottom:1px solid #000000;overflow:hidden;padding:0px 3px 0px 3px;vertical-align:bottom;background-color:#000000;font-weight:bold;color:#ffffff;text-align:center;">(%)</td> <td data-sheets-value='{"1":2,"2":"(dB)"}' style="border-bottom:1px solid #000000;overflow:hidden;padding:0px 3px 0px 3px;vertical-align:bottom;background-color:#000000;font-weight:bold;color:#ffffff;text-align:center;">(dB)</td> </tr> <tr style="height:20px;"> <td data-sheets-value='{"1":2,"2":"Acrylic"}' style="border-left:1px solid #000000;overflow:hidden;padding:0px 3px 0px 3px;vertical-align:bottom;font-weight:bold;">Acrylic</td> <td data-sheets-value='{"1":2,"2":"Single-walled"}' style="overflow:hidden;padding:0px 3px 0px 3px;vertical-align:bottom;font-weight:bold;">Single-walled</td> <td data-sheets-value='{"1":2,"2":"Clear (H)"}' style="border-right:1px solid #000000;overflow:hidden;padding:0px 3px 0px 3px;vertical-align:bottom;font-weight:bold;">Clear (H)</td> <td data-sheets-numberformat='{"1":2,"2":"0.00","3":1}' data-sheets-value='{"1":3,"3":5.17}' style="overflow:hidden;padding:0px 3px 0px 3px;vertical-align:bottom;text-align:center;">5.17</td> <td data-sheets-numberformat='{"1":2,"2":"0","3":1}' data-sheets-value='{"1":3,"3":90}' style="overflow:hidden;padding:0px 3px 0px 3px;vertical-align:bottom;text-align:center;">90</td> <td data-sheets-numberformat='{"1":2,"2":"0","3":1}' data-sheets-value='{"1":3,"3":87}' style="overflow:hidden;padding:0px 3px 0px 3px;vertical-align:bottom;text-align:center;">87</td> <td data-sheets-numberformat='{"1":2,"2":"0","3":1}' data-sheets-value='{"1":2,"2":"-"}' style="border-right:1px solid #000000;overflow:hidden;padding:0px 3px 0px 3px;vertical-align:bottom;text-align:center;">-</td> </tr> <tr style="height:20px;"> <td data-sheets-value='{"1":2,"2":"PMMA"}' style="border-left:1px solid #000000;overflow:hidden;padding:0px 3px 0px 3px;vertical-align:bottom;font-weight:bold;">PMMA</td> <td data-sheets-value='{"1":2,"2":"Single-walled"}' style="overflow:hidden;padding:0px 3px 0px 3px;vertical-align:bottom;font-weight:bold;">Single-walled</td> <td data-sheets-value='{"1":2,"2":"Opal (O)"}' style="border-right:1px solid #000000;overflow:hidden;padding:0px 3px 0px 3px;vertical-align:bottom;font-weight:bold;">Opal (O)</td> <td data-sheets-numberformat='{"1":2,"2":"0.00","3":1}' data-sheets-value='{"1":3,"3":5.17}' style="overflow:hidden;padding:0px 3px 0px 3px;vertical-align:bottom;text-align:center;">5.17</td> <td data-sheets-numberformat='{"1":2,"2":"0","3":1}' data-sheets-value='{"1":3,"3":83}' style="overflow:hidden;padding:0px 3px 0px 3px;vertical-align:bottom;text-align:center;">83</td> <td data-sheets-numberformat='{"1":2,"2":"0","3":1}' data-sheets-value='{"1":3,"3":76}' style="overflow:hidden;padding:0px 3px 0px 3px;vertical-align:bottom;text-align:center;">76</td> <td data-sheets-numberformat='{"1":2,"2":"0","3":1}' data-sheets-value='{"1":2,"2":"-"}' style="border-right:1px solid #000000;overflow:hidden;padding:0px 3px 0px 3px;vertical-align:bottom;text-align:center;">-</td> </tr> <tr style="height:20px;"> <td style="border-left:1px solid #000000;overflow:hidden;padding:0px 3px 0px 3px;vertical-align:bottom;font-weight:bold;"></td> <td data-sheets-value='{"1":2,"2":"Double-walled"}' style="overflow:hidden;padding:0px 3px 0px 3px;vertical-align:bottom;font-weight:bold;">Double-walled</td> <td data-sheets-value='{"1":2,"2":"Clear (H/H)"}' style="border-right:1px solid #000000;overflow:hidden;padding:0px 3px 0px 3px;vertical-align:bottom;font-weight:bold;">Clear (H/H)</td> <td data-sheets-numberformat='{"1":2,"2":"0.00","3":1}' data-sheets-value='{"1":3,"3":2.9}' style="overflow:hidden;padding:0px 3px 0px 3px;vertical-align:bottom;text-align:center;">2.90</td> <td data-sheets-numberformat='{"1":2,"2":"0","3":1}' data-sheets-value='{"1":3,"3":81}' style="overflow:hidden;padding:0px 3px 0px 3px;vertical-align:bottom;text-align:center;">81</td> <td data-sheets-numberformat='{"1":2,"2":"0","3":1}' data-sheets-value='{"1":3,"3":75}' style="overflow:hidden;padding:0px 3px 0px 3px;vertical-align:bottom;text-align:center;">75</td> <td data-sheets-numberformat='{"1":2,"2":"0","3":1}' data-sheets-value='{"1":3,"3":20}' style="border-right:1px solid #000000;overflow:hidden;padding:0px 3px 0px 3px;vertical-align:bottom;text-align:center;">20</td> </tr> <tr style="height:20px;"> <td style="border-left:1px solid #000000;overflow:hidden;padding:0px 3px 0px 3px;vertical-align:bottom;font-weight:bold;"></td> <td data-sheets-value='{"1":2,"2":"Double-walled"}' style="overflow:hidden;padding:0px 3px 0px 3px;vertical-align:bottom;font-weight:bold;">Double-walled</td> <td data-sheets-value='{"1":2,"2":"Opal (O/O)"}' style="border-right:1px solid #000000;overflow:hidden;padding:0px 3px 0px 3px;vertical-align:bottom;font-weight:bold;">Opal (O/O)</td> <td data-sheets-numberformat='{"1":2,"2":"0.00","3":1}' data-sheets-value='{"1":3,"3":2.9}' style="overflow:hidden;padding:0px 3px 0px 3px;vertical-align:bottom;text-align:center;">2.90</td> <td data-sheets-numberformat='{"1":2,"2":"0","3":1}' data-sheets-value='{"1":3,"3":69}' style="overflow:hidden;padding:0px 3px 0px 3px;vertical-align:bottom;text-align:center;">69</td> <td data-sheets-numberformat='{"1":2,"2":"0","3":1}' data-sheets-value='{"1":3,"3":58}' style="overflow:hidden;padding:0px 3px 0px 3px;vertical-align:bottom;text-align:center;">58</td> <td data-sheets-numberformat='{"1":2,"2":"0","3":1}' data-sheets-value='{"1":3,"3":20}' style="border-right:1px solid #000000;overflow:hidden;padding:0px 3px 0px 3px;vertical-align:bottom;text-align:center;">20</td> </tr> <tr style="height:20px;"> <td style="border-left:1px solid #000000;overflow:hidden;padding:0px 3px 0px 3px;vertical-align:bottom;font-weight:bold;"></td> <td data-sheets-value='{"1":2,"2":"Triple-walled"}' style="overflow:hidden;padding:0px 3px 0px 3px;vertical-align:bottom;font-weight:bold;">Triple-walled</td> <td data-sheets-value='{"1":2,"2":"Clear (H/H/H)"}' style="border-right:1px solid #000000;overflow:hidden;padding:0px 3px 0px 3px;vertical-align:bottom;font-weight:bold;">Clear (H/H/H)</td> <td data-sheets-numberformat='{"1":2,"2":"0.00","3":1}' data-sheets-value='{"1":3,"3":1.7}' style="overflow:hidden;padding:0px 3px 0px 3px;vertical-align:bottom;text-align:center;">1.70</td> <td data-sheets-numberformat='{"1":2,"2":"0","3":1}' data-sheets-value='{"1":3,"3":73}' style="overflow:hidden;padding:0px 3px 0px 3px;vertical-align:bottom;text-align:center;">73</td> <td data-sheets-numberformat='{"1":2,"2":"0","3":1}' data-sheets-value='{"1":3,"3":65}' style="overflow:hidden;padding:0px 3px 0px 3px;vertical-align:bottom;text-align:center;">65</td> <td data-sheets-numberformat='{"1":2,"2":"0","3":1}' data-sheets-value='{"1":3,"3":22}' style="border-right:1px solid #000000;overflow:hidden;padding:0px 3px 0px 3px;vertical-align:bottom;text-align:center;">22</td> </tr> <tr style="height:20px;"> <td style="border-left:1px solid #000000;overflow:hidden;padding:0px 3px 0px 3px;vertical-align:bottom;font-weight:bold;"></td> <td data-sheets-value='{"1":2,"2":"Triple-walled"}' style="overflow:hidden;padding:0px 3px 0px 3px;vertical-align:bottom;font-weight:bold;">Triple-walled</td> <td data-sheets-value='{"1":2,"2":"Opal (O/H/O)"}' style="border-right:1px solid #000000;overflow:hidden;padding:0px 3px 0px 3px;vertical-align:bottom;font-weight:bold;">Opal (O/H/O)</td> <td data-sheets-numberformat='{"1":2,"2":"0.00","3":1}' data-sheets-value='{"1":3,"3":1.7}' style="overflow:hidden;padding:0px 3px 0px 3px;vertical-align:bottom;text-align:center;">1.70</td> <td data-sheets-numberformat='{"1":2,"2":"0","3":1}' data-sheets-value='{"1":3,"3":62}' style="overflow:hidden;padding:0px 3px 0px 3px;vertical-align:bottom;text-align:center;">62</td> <td data-sheets-numberformat='{"1":2,"2":"0","3":1}' data-sheets-value='{"1":3,"3":51}' style="overflow:hidden;padding:0px 3px 0px 3px;vertical-align:bottom;text-align:center;">51</td> <td data-sheets-numberformat='{"1":2,"2":"0","3":1}' data-sheets-value='{"1":3,"3":22}' style="border-right:1px solid #000000;overflow:hidden;padding:0px 3px 0px 3px;vertical-align:bottom;text-align:center;">22</td> </tr> <tr style="height:20px;"> <td style="border-left:1px solid #000000;overflow:hidden;padding:0px 3px 0px 3px;vertical-align:bottom;font-weight:bold;"></td> <td data-sheets-value='{"1":2,"2":"Four-walled"}' style="overflow:hidden;padding:0px 3px 0px 3px;vertical-align:bottom;font-weight:bold;">Four-walled</td> <td data-sheets-value='{"1":2,"2":"Clear (H/H/H/H)"}' style="border-right:1px solid #000000;overflow:hidden;padding:0px 3px 0px 3px;vertical-align:bottom;font-weight:bold;">Clear (H/H/H/H)</td> <td data-sheets-numberformat='{"1":2,"2":"0.00","3":1}' data-sheets-value='{"1":3,"3":1.28}' style="overflow:hidden;padding:0px 3px 0px 3px;vertical-align:bottom;text-align:center;">1.28</td> <td data-sheets-numberformat='{"1":2,"2":"0","3":1}' data-sheets-value='{"1":3,"3":64}' style="overflow:hidden;padding:0px 3px 0px 3px;vertical-align:bottom;text-align:center;">64</td> <td data-sheets-numberformat='{"1":2,"2":"0","3":1}' data-sheets-value='{"1":3,"3":54}' style="overflow:hidden;padding:0px 3px 0px 3px;vertical-align:bottom;text-align:center;">54</td> <td data-sheets-numberformat='{"1":2,"2":"0","3":1}' data-sheets-value='{"1":3,"3":23}' style="border-right:1px solid #000000;overflow:hidden;padding:0px 3px 0px 3px;vertical-align:bottom;text-align:center;">23</td> </tr> <tr style="height:20px;"> <td style="border-bottom:1px solid #000000;border-left:1px solid #000000;overflow:hidden;padding:0px 3px 0px 3px;vertical-align:bottom;"></td> <td data-sheets-value='{"1":2,"2":"Four-walled"}' style="border-bottom:1px solid #000000;overflow:hidden;padding:0px 3px 0px 3px;vertical-align:bottom;font-weight:bold;">Four-walled</td> <td data-sheets-value='{"1":2,"2":"Opal (H/H/O/H)"}' style="border-right:1px solid #000000;border-bottom:1px solid #000000;overflow:hidden;padding:0px 3px 0px 3px;vertical-align:bottom;font-weight:bold;">Opal (H/H/O/H)</td> <td data-sheets-numberformat='{"1":2,"2":"0.00","3":1}' data-sheets-value='{"1":3,"3":1.28}' style="border-bottom:1px solid #000000;overflow:hidden;padding:0px 3px 0px 3px;vertical-align:bottom;text-align:center;">1.28</td> <td data-sheets-numberformat='{"1":2,"2":"0","3":1}' data-sheets-value='{"1":3,"3":59}' style="border-bottom:1px solid #000000;overflow:hidden;padding:0px 3px 0px 3px;vertical-align:bottom;text-align:center;">59</td> <td data-sheets-numberformat='{"1":2,"2":"0","3":1}' data-sheets-value='{"1":3,"3":48}' style="border-bottom:1px solid #000000;overflow:hidden;padding:0px 3px 0px 3px;vertical-align:bottom;text-align:center;">48</td> <td data-sheets-numberformat='{"1":2,"2":"0","3":1}' data-sheets-value='{"1":3,"3":23}' style="border-right:1px solid #000000;border-bottom:1px solid #000000;overflow:hidden;padding:0px 3px 0px 3px;vertical-align:bottom;text-align:center;">23</td> </tr> <tr style="height:20px;"> <td data-sheets-value='{"1":2,"2":"Polycarbonate "}' style="border-left:1px solid #000000;overflow:hidden;padding:0px 3px 0px 3px;vertical-align:bottom;font-weight:bold;">Polycarbonate </td> <td data-sheets-value='{"1":2,"2":"Single-walled"}' style="overflow:hidden;padding:0px 3px 0px 3px;vertical-align:bottom;font-weight:bold;">Single-walled</td> <td data-sheets-value='{"1":2,"2":"Clear (A)"}' style="border-right:1px solid #000000;overflow:hidden;padding:0px 3px 0px 3px;vertical-align:bottom;font-weight:bold;">Clear (A)</td> <td data-sheets-numberformat='{"1":2,"2":"0.00","3":1}' data-sheets-value='{"1":3,"3":5.17}' style="overflow:hidden;padding:0px 3px 0px 3px;vertical-align:bottom;text-align:center;">5.17</td> <td data-sheets-numberformat='{"1":2,"2":"0","3":1}' data-sheets-value='{"1":3,"3":88}' style="overflow:hidden;padding:0px 3px 0px 3px;vertical-align:bottom;text-align:center;">88</td> <td data-sheets-numberformat='{"1":2,"2":"0","3":1}' data-sheets-value='{"1":3,"3":83}' style="overflow:hidden;padding:0px 3px 0px 3px;vertical-align:bottom;text-align:center;">83</td> <td data-sheets-numberformat='{"1":2,"2":"0","3":1}' data-sheets-value='{"1":2,"2":"-"}' style="border-right:1px solid #000000;overflow:hidden;padding:0px 3px 0px 3px;vertical-align:bottom;text-align:center;">-</td> </tr> <tr style="height:20px;"> <td data-sheets-value='{"1":2,"2":"PC"}' style="border-left:1px solid #000000;overflow:hidden;padding:0px 3px 0px 3px;vertical-align:bottom;font-weight:bold;">PC</td> <td data-sheets-value='{"1":2,"2":"Single-walled"}' style="overflow:hidden;padding:0px 3px 0px 3px;vertical-align:bottom;font-weight:bold;">Single-walled</td> <td data-sheets-value='{"1":2,"2":"Opal (D)"}' style="border-right:1px solid #000000;overflow:hidden;padding:0px 3px 0px 3px;vertical-align:bottom;font-weight:bold;">Opal (D)</td> <td data-sheets-numberformat='{"1":2,"2":"0.00","3":1}' data-sheets-value='{"1":3,"3":5.17}' style="overflow:hidden;padding:0px 3px 0px 3px;vertical-align:bottom;text-align:center;">5.17</td> <td data-sheets-numberformat='{"1":2,"2":"0","3":1}' data-sheets-value='{"1":3,"3":58}' style="overflow:hidden;padding:0px 3px 0px 3px;vertical-align:bottom;text-align:center;">58</td> <td data-sheets-numberformat='{"1":2,"2":"0","3":1}' data-sheets-value='{"1":3,"3":60}' style="overflow:hidden;padding:0px 3px 0px 3px;vertical-align:bottom;text-align:center;">60</td> <td data-sheets-numberformat='{"1":2,"2":"0","3":1}' data-sheets-value='{"1":2,"2":"-"}' style="border-right:1px solid #000000;overflow:hidden;padding:0px 3px 0px 3px;vertical-align:bottom;text-align:center;">-</td> </tr> <tr style="height:20px;"> <td style="border-left:1px solid #000000;overflow:hidden;padding:0px 3px 0px 3px;vertical-align:bottom;font-weight:bold;"></td> <td data-sheets-value='{"1":2,"2":"Double-walled"}' style="overflow:hidden;padding:0px 3px 0px 3px;vertical-align:bottom;font-weight:bold;">Double-walled</td> <td data-sheets-value='{"1":2,"2":"Clear (A/H)"}' style="border-right:1px solid #000000;overflow:hidden;padding:0px 3px 0px 3px;vertical-align:bottom;font-weight:bold;">Clear (A/H)</td> <td data-sheets-numberformat='{"1":2,"2":"0.00","3":1}' data-sheets-value='{"1":3,"3":2.9}' style="overflow:hidden;padding:0px 3px 0px 3px;vertical-align:bottom;text-align:center;">2.90</td> <td data-sheets-numberformat='{"1":2,"2":"0","3":1}' data-sheets-value='{"1":3,"3":79}' style="overflow:hidden;padding:0px 3px 0px 3px;vertical-align:bottom;text-align:center;">79</td> <td data-sheets-numberformat='{"1":2,"2":"0","3":1}' data-sheets-value='{"1":3,"3":72}' style="overflow:hidden;padding:0px 3px 0px 3px;vertical-align:bottom;text-align:center;">72</td> <td data-sheets-numberformat='{"1":2,"2":"0","3":1}' data-sheets-value='{"1":3,"3":20}' style="border-right:1px solid #000000;overflow:hidden;padding:0px 3px 0px 3px;vertical-align:bottom;text-align:center;">20</td> </tr> <tr style="height:20px;"> <td style="border-left:1px solid #000000;overflow:hidden;padding:0px 3px 0px 3px;vertical-align:bottom;font-weight:bold;"></td> <td data-sheets-value='{"1":2,"2":"Double-walled"}' style="overflow:hidden;padding:0px 3px 0px 3px;vertical-align:bottom;font-weight:bold;">Double-walled</td> <td data-sheets-value='{"1":2,"2":"Clear (A/A)"}' style="border-right:1px solid #000000;overflow:hidden;padding:0px 3px 0px 3px;vertical-align:bottom;font-weight:bold;">Clear (A/A)</td> <td data-sheets-numberformat='{"1":2,"2":"0.00","3":1}' data-sheets-value='{"1":3,"3":2.9}' style="overflow:hidden;padding:0px 3px 0px 3px;vertical-align:bottom;text-align:center;">2.90</td> <td data-sheets-numberformat='{"1":2,"2":"0","3":1}' data-sheets-value='{"1":3,"3":77}' style="overflow:hidden;padding:0px 3px 0px 3px;vertical-align:bottom;text-align:center;">77</td> <td data-sheets-numberformat='{"1":2,"2":"0","3":1}' data-sheets-value='{"1":3,"3":69}' style="overflow:hidden;padding:0px 3px 0px 3px;vertical-align:bottom;text-align:center;">69</td> <td data-sheets-numberformat='{"1":2,"2":"0","3":1}' data-sheets-value='{"1":3,"3":20}' style="border-right:1px solid #000000;overflow:hidden;padding:0px 3px 0px 3px;vertical-align:bottom;text-align:center;">20</td> </tr> <tr style="height:20px;"> <td style="border-left:1px solid #000000;overflow:hidden;padding:0px 3px 0px 3px;vertical-align:bottom;font-weight:bold;"></td> <td data-sheets-value='{"1":2,"2":"Double-walled"}' style="overflow:hidden;padding:0px 3px 0px 3px;vertical-align:bottom;font-weight:bold;">Double-walled</td> <td data-sheets-value='{"1":2,"2":"Opal (A/O)"}' style="border-right:1px solid #000000;overflow:hidden;padding:0px 3px 0px 3px;vertical-align:bottom;font-weight:bold;">Opal (A/O)</td> <td data-sheets-numberformat='{"1":2,"2":"0.00","3":1}' data-sheets-value='{"1":3,"3":2.9}' style="overflow:hidden;padding:0px 3px 0px 3px;vertical-align:bottom;text-align:center;">2.90</td> <td data-sheets-numberformat='{"1":2,"2":"0","3":1}' data-sheets-value='{"1":3,"3":73}' style="overflow:hidden;padding:0px 3px 0px 3px;vertical-align:bottom;text-align:center;">73</td> <td data-sheets-numberformat='{"1":2,"2":"0","3":1}' data-sheets-value='{"1":3,"3":63}' style="overflow:hidden;padding:0px 3px 0px 3px;vertical-align:bottom;text-align:center;">63</td> <td data-sheets-numberformat='{"1":2,"2":"0","3":1}' data-sheets-value='{"1":3,"3":20}' style="border-right:1px solid #000000;overflow:hidden;padding:0px 3px 0px 3px;vertical-align:bottom;text-align:center;">20</td> </tr> <tr style="height:20px;"> <td style="border-left:1px solid #000000;overflow:hidden;padding:0px 3px 0px 3px;vertical-align:bottom;font-weight:bold;"></td> <td data-sheets-value='{"1":2,"2":"Double-walled"}' style="overflow:hidden;padding:0px 3px 0px 3px;vertical-align:bottom;font-weight:bold;">Double-walled</td> <td data-sheets-value='{"1":2,"2":"Opal (A/D)"}' style="border-right:1px solid #000000;overflow:hidden;padding:0px 3px 0px 3px;vertical-align:bottom;font-weight:bold;">Opal (A/D)</td> <td data-sheets-numberformat='{"1":2,"2":"0.00","3":1}' data-sheets-value='{"1":3,"3":2.9}' style="overflow:hidden;padding:0px 3px 0px 3px;vertical-align:bottom;text-align:center;">2.90</td> <td data-sheets-numberformat='{"1":2,"2":"0","3":1}' data-sheets-value='{"1":3,"3":51}' style="overflow:hidden;padding:0px 3px 0px 3px;vertical-align:bottom;text-align:center;">51</td> <td data-sheets-numberformat='{"1":2,"2":"0","3":1}' data-sheets-value='{"1":3,"3":50}' style="overflow:hidden;padding:0px 3px 0px 3px;vertical-align:bottom;text-align:center;">50</td> <td data-sheets-numberformat='{"1":2,"2":"0","3":1}' data-sheets-value='{"1":3,"3":20}' style="border-right:1px solid #000000;overflow:hidden;padding:0px 3px 0px 3px;vertical-align:bottom;text-align:center;">20</td> </tr> <tr style="height:20px;"> <td style="border-left:1px solid #000000;overflow:hidden;padding:0px 3px 0px 3px;vertical-align:bottom;font-weight:bold;"></td> <td data-sheets-value='{"1":2,"2":"Triple-walled"}' style="overflow:hidden;padding:0px 3px 0px 3px;vertical-align:bottom;font-weight:bold;">Triple-walled</td> <td data-sheets-value='{"1":2,"2":"Clear (A/H/H)"}' style="border-right:1px solid #000000;overflow:hidden;padding:0px 3px 0px 3px;vertical-align:bottom;font-weight:bold;">Clear (A/H/H)</td> <td data-sheets-numberformat='{"1":2,"2":"0.00","3":1}' data-sheets-value='{"1":3,"3":1.7}' style="overflow:hidden;padding:0px 3px 0px 3px;vertical-align:bottom;text-align:center;">1.70</td> <td data-sheets-numberformat='{"1":2,"2":"0","3":1}' data-sheets-value='{"1":3,"3":71}' style="overflow:hidden;padding:0px 3px 0px 3px;vertical-align:bottom;text-align:center;">71</td> <td data-sheets-numberformat='{"1":2,"2":"0","3":1}' data-sheets-value='{"1":3,"3":63}' style="overflow:hidden;padding:0px 3px 0px 3px;vertical-align:bottom;text-align:center;">63</td> <td data-sheets-numberformat='{"1":2,"2":"0","3":1}' data-sheets-value='{"1":3,"3":22}' style="border-right:1px solid #000000;overflow:hidden;padding:0px 3px 0px 3px;vertical-align:bottom;text-align:center;">22</td> </tr> <tr style="height:20px;"> <td style="border-left:1px solid #000000;overflow:hidden;padding:0px 3px 0px 3px;vertical-align:bottom;font-weight:bold;"></td> <td data-sheets-value='{"1":2,"2":"Triple-walled"}' style="overflow:hidden;padding:0px 3px 0px 3px;vertical-align:bottom;font-weight:bold;">Triple-walled</td> <td data-sheets-value='{"1":2,"2":"Opal (A/O/O)"}' style="border-right:1px solid #000000;overflow:hidden;padding:0px 3px 0px 3px;vertical-align:bottom;font-weight:bold;">Opal (A/O/O)</td> <td data-sheets-numberformat='{"1":2,"2":"0.00","3":1}' data-sheets-value='{"1":3,"3":1.7}' style="overflow:hidden;padding:0px 3px 0px 3px;vertical-align:bottom;text-align:center;">1.70</td> <td data-sheets-numberformat='{"1":2,"2":"0","3":1}' data-sheets-value='{"1":3,"3":61}' style="overflow:hidden;padding:0px 3px 0px 3px;vertical-align:bottom;text-align:center;">61</td> <td data-sheets-numberformat='{"1":2,"2":"0","3":1}' data-sheets-value='{"1":3,"3":48}' style="overflow:hidden;padding:0px 3px 0px 3px;vertical-align:bottom;text-align:center;">48</td> <td data-sheets-numberformat='{"1":2,"2":"0","3":1}' data-sheets-value='{"1":3,"3":22}' style="border-right:1px solid #000000;overflow:hidden;padding:0px 3px 0px 3px;vertical-align:bottom;text-align:center;">22</td> </tr> <tr style="height:20px;"> <td style="border-left:1px solid #000000;overflow:hidden;padding:0px 3px 0px 3px;vertical-align:bottom;font-weight:bold;"></td> <td data-sheets-value='{"1":2,"2":"Four-walled"}' style="overflow:hidden;padding:0px 3px 0px 3px;vertical-align:bottom;font-weight:bold;">Four-walled</td> <td data-sheets-value='{"1":2,"2":"Clear (A/H/H/H)"}' style="border-right:1px solid #000000;overflow:hidden;padding:0px 3px 0px 3px;vertical-align:bottom;font-weight:bold;">Clear (A/H/H/H)</td> <td data-sheets-numberformat='{"1":2,"2":"0.00","3":1}' data-sheets-value='{"1":3,"3":1.28}' style="overflow:hidden;padding:0px 3px 0px 3px;vertical-align:bottom;text-align:center;">1.28</td> <td data-sheets-numberformat='{"1":2,"2":"0","3":1}' data-sheets-value='{"1":3,"3":64}' style="overflow:hidden;padding:0px 3px 0px 3px;vertical-align:bottom;text-align:center;">64</td> <td data-sheets-numberformat='{"1":2,"2":"0","3":1}' data-sheets-value='{"1":3,"3":52}' style="overflow:hidden;padding:0px 3px 0px 3px;vertical-align:bottom;text-align:center;">52</td> <td data-sheets-numberformat='{"1":2,"2":"0","3":1}' data-sheets-value='{"1":3,"3":23}' style="border-right:1px solid #000000;overflow:hidden;padding:0px 3px 0px 3px;vertical-align:bottom;text-align:center;">23</td> </tr> <tr style="height:20px;"> <td style="border-bottom:1px solid #000000;border-left:1px solid #000000;overflow:hidden;padding:0px 3px 0px 3px;vertical-align:bottom;"></td> <td data-sheets-value='{"1":2,"2":"Four-walled"}' style="border-bottom:1px solid #000000;overflow:hidden;padding:0px 3px 0px 3px;vertical-align:bottom;font-weight:bold;">Four-walled</td> <td data-sheets-value='{"1":2,"2":"Opal (A/H/O/H)"}' style="border-right:1px solid #000000;border-bottom:1px solid #000000;overflow:hidden;padding:0px 3px 0px 3px;vertical-align:bottom;font-weight:bold;">Opal (A/H/O/H)</td> <td data-sheets-numberformat='{"1":2,"2":"0.00","3":1}' data-sheets-value='{"1":3,"3":1.28}' style="border-bottom:1px solid #000000;overflow:hidden;padding:0px 3px 0px 3px;vertical-align:bottom;text-align:center;">1.28</td> <td data-sheets-numberformat='{"1":2,"2":"0","3":1}' data-sheets-value='{"1":3,"3":59}' style="border-bottom:1px solid #000000;overflow:hidden;padding:0px 3px 0px 3px;vertical-align:bottom;text-align:center;">59</td> <td data-sheets-numberformat='{"1":2,"2":"0","3":1}' data-sheets-value='{"1":3,"3":46}' style="border-bottom:1px solid #000000;overflow:hidden;padding:0px 3px 0px 3px;vertical-align:bottom;text-align:center;">46</td> <td data-sheets-numberformat='{"1":2,"2":"0","3":1}' data-sheets-value='{"1":3,"3":23}' style="border-right:1px solid #000000;border-bottom:1px solid #000000;overflow:hidden;padding:0px 3px 0px 3px;vertical-align:bottom;text-align:center;">23</td> </tr> <tr style="height:20px;"> <td data-sheets-value='{"1":2,"2":"Polycarbonate"}' style="border-left:1px solid #000000;overflow:hidden;padding:0px 3px 0px 3px;vertical-align:bottom;font-weight:bold;">Polycarbonate</td> <td data-sheets-value='{"1":2,"2":"Single-walled"}' style="overflow:hidden;padding:0px 3px 0px 3px;vertical-align:bottom;font-weight:bold;">Single-walled</td> <td data-sheets-value='{"1":2,"2":"Heatstop Opal (T)"}' style="border-right:1px solid #000000;overflow:hidden;padding:0px 3px 0px 3px;vertical-align:bottom;font-weight:bold;">Heatstop Opal (T)</td> <td data-sheets-numberformat='{"1":2,"2":"0.00","3":1}' data-sheets-value='{"1":3,"3":5.17}' style="overflow:hidden;padding:0px 3px 0px 3px;vertical-align:bottom;text-align:center;">5.17</td> <td data-sheets-numberformat='{"1":2,"2":"0","3":1}' data-sheets-value='{"1":3,"3":49}' style="overflow:hidden;padding:0px 3px 0px 3px;vertical-align:bottom;text-align:center;">49</td> <td data-sheets-numberformat='{"1":2,"2":"0","3":1}' data-sheets-value='{"1":3,"3":59}' style="overflow:hidden;padding:0px 3px 0px 3px;vertical-align:bottom;text-align:center;">59</td> <td data-sheets-numberformat='{"1":2,"2":"0","3":1}' data-sheets-value='{"1":2,"2":"-"}' style="border-right:1px solid #000000;overflow:hidden;padding:0px 3px 0px 3px;vertical-align:bottom;text-align:center;">-</td> </tr> <tr style="height:20px;"> <td data-sheets-value='{"1":2,"2":"Heatstop PC"}' style="border-left:1px solid #000000;overflow:hidden;padding:0px 3px 0px 3px;vertical-align:bottom;font-weight:bold;">Heatstop PC</td> <td data-sheets-value='{"1":2,"2":"Double-walled"}' style="overflow:hidden;padding:0px 3px 0px 3px;vertical-align:bottom;font-weight:bold;">Double-walled</td> <td data-sheets-value='{"1":2,"2":"Clear (T/H)"}' style="border-right:1px solid #000000;overflow:hidden;padding:0px 3px 0px 3px;vertical-align:bottom;font-weight:bold;">Clear (T/H)</td> <td data-sheets-numberformat='{"1":2,"2":"0.00","3":1}' data-sheets-value='{"1":3,"3":2.9}' style="overflow:hidden;padding:0px 3px 0px 3px;vertical-align:bottom;text-align:center;">2.90</td> <td data-sheets-numberformat='{"1":2,"2":"0","3":1}' data-sheets-value='{"1":3,"3":44}' style="overflow:hidden;padding:0px 3px 0px 3px;vertical-align:bottom;text-align:center;">44</td> <td data-sheets-numberformat='{"1":2,"2":"0","3":1}' data-sheets-value='{"1":3,"3":51}' style="overflow:hidden;padding:0px 3px 0px 3px;vertical-align:bottom;text-align:center;">51</td> <td data-sheets-numberformat='{"1":2,"2":"0","3":1}' data-sheets-value='{"1":3,"3":20}' style="border-right:1px solid #000000;overflow:hidden;padding:0px 3px 0px 3px;vertical-align:bottom;text-align:center;">20</td> </tr> <tr style="height:20px;"> <td style="border-left:1px solid #000000;overflow:hidden;padding:0px 3px 0px 3px;vertical-align:bottom;font-weight:bold;"></td> <td data-sheets-value='{"1":2,"2":"Double-walled"}' style="overflow:hidden;padding:0px 3px 0px 3px;vertical-align:bottom;font-weight:bold;">Double-walled</td> <td data-sheets-value='{"1":2,"2":"Opal (T/O)"}' style="border-right:1px solid #000000;overflow:hidden;padding:0px 3px 0px 3px;vertical-align:bottom;font-weight:bold;">Opal (T/O)</td> <td data-sheets-numberformat='{"1":2,"2":"0.00","3":1}' data-sheets-value='{"1":3,"3":2.9}' style="overflow:hidden;padding:0px 3px 0px 3px;vertical-align:bottom;text-align:center;">2.90</td> <td data-sheets-numberformat='{"1":2,"2":"0","3":1}' data-sheets-value='{"1":3,"3":41}' style="overflow:hidden;padding:0px 3px 0px 3px;vertical-align:bottom;text-align:center;">41</td> <td data-sheets-numberformat='{"1":2,"2":"0","3":1}' data-sheets-value='{"1":3,"3":45}' style="overflow:hidden;padding:0px 3px 0px 3px;vertical-align:bottom;text-align:center;">45</td> <td data-sheets-numberformat='{"1":2,"2":"0","3":1}' data-sheets-value='{"1":3,"3":20}' style="border-right:1px solid #000000;overflow:hidden;padding:0px 3px 0px 3px;vertical-align:bottom;text-align:center;">20</td> </tr> <tr style="height:20px;"> <td style="border-left:1px solid #000000;overflow:hidden;padding:0px 3px 0px 3px;vertical-align:bottom;font-weight:bold;"></td> <td data-sheets-value='{"1":2,"2":"Triple-walled"}' style="overflow:hidden; | skylux-160-ce-met-koepel-en-metaalopstand-met-lm-motor-en-windvang-1000-x-1600-mm | 8586005348685 | 46872289640781
Smoke and heat exhaust (SHEV) | SHE system | Skylux | Skylux 160° CE with skylight and metal curb with LM-actuator and spoiler 1000 x 1900 mm |  | 50979 | 5412970509790 | 4539.95 | Yes | 30-45 | 97.12 | 1000 x 1900 mm | 1900 | 1000 |  | metal curb M30 (30 cm high) | Rectangular | 5.17 W/m²K - 1.28 W/m²K | 87% - 32% | 90% - 32% | 20dB - 23dB | 160° CE (for industry) | skylight | with spoiler | E | Single actuator | Maximum four-walled skylight possible for this product | Ut-value LT-value g-value Rw-value EN 1873 : 2014 EN ISO 13468 EN 16153 EN 410 EN 410 EN ISO 140-3 Material Walls Shells (W/m²K) (%) (%) (dB) Acrylic Single-walled Clear (H) 5.17 90 87 - PMMA Single-walled Opal (O) 5.17 83 76 - Double-walled Clear (H/H) 2.90 81 75 20 Double-walled Opal (O/O) 2.90 69 58 20 Triple-walled Clear (H/H/H) 1.70 73 65 22 Triple-walled Opal (O/H/O) 1.70 62 51 22 Four-walled Clear (H/H/H/H) 1.28 64 54 23 Four-walled Opal (H/H/O/H) 1.28 59 48 23 Polycarbonate Single-walled Clear (A) 5.17 88 83 - PC Single-walled Opal (D) 5.17 58 60 - Double-walled Clear (A/H) 2.90 79 72 20 Double-walled Clear (A/A) 2.90 77 69 20 Double-walled Opal (A/O) 2.90 73 63 20 Double-walled Opal (A/D) 2.90 51 50 20 Triple-walled Clear (A/H/H) 1.70 71 63 22 Triple-walled Opal (A/O/O) 1.70 61 48 22 Four-walled Clear (A/H/H/H) 1.28 64 52 23 Four-walled Opal (A/H/O/H) 1.28 59 46 23 Polycarbonate Single-walled Heatstop Opal (T) 5.17 49 59 - Heatstop PC Double-walled Clear (T/H) 2.90 44 51 20 Double-walled Opal (T/O) 2.90 41 45 20 Triple-walled Clear (T/H/H) 1.70 40 <td data-sheets-numberformat='{"1":2,"2":"0","3":1}' data-sheets-value='{"1":3,"3":44}' style="overflow:hidden;paddin | https://skylux.eu/en/products/skylux-160-ce-met-koepel-en-metaalopstand-met-lm-motor-en-windvang-1000-x-1900-mm | https://skylux.eu/cdn/shop/files/Skylux-160deg-CE-met-koepel-en-metaalopstand-met-LM-motor-en-windvang-1000-x-1900-mm-RWA-systeem.jpg?v=1702977504&width=1600 | https://skylux.eu/cdn/shop/files/e5a82811-1bb0-48e4-a776-cacb59c7c092_189ac1b1-faeb-4256-8ee5-067295f2f29f.jpg?v=1688550396&width=1600 | //skylux.eu/cdn/shop/files/E_MH_Mounting_instructions_Skylux_160_CE_LM.pdf?v=12406716259046007223 | //skylux.eu/cdn/shop/files/E_TD_Technical_File_Skylux_Skylux_160_CE_Electric.pdf?v=3667116872303399239 | <style type="text/css" id="isPasted"> <!--td { border: 1px solid #cccccc; } br { mso-data-placement: same-cell; } --> </style> <table border="1" cellpadding="0" cellspacing="0" dir="ltr" style="table-layout:fixed;font-size:10pt;font-family:Arial;border-collapse:collapse;border:none;"><tbody> <tr style="height:20px;"> <td style="overflow:hidden;padding:0px 3px 0px 3px;vertical-align:bottom;"></td> <td style="overflow:hidden;padding:0px 3px 0px 3px;vertical-align:bottom;"></td> <td style="overflow:hidden;padding:0px 3px 0px 3px;vertical-align:bottom;"></td> <td data-sheets-value='{"1":2,"2":"Ut-value"}' style="overflow:hidden;padding:0px 3px 0px 3px;vertical-align:bottom;font-weight:bold;text-align:center;">Ut-value</td> <td data-sheets-value='{"1":2,"2":"LT-value"}' style="overflow:hidden;padding:0px 3px 0px 3px;vertical-align:bottom;font-weight:bold;text-align:center;">LT-value</td> <td data-sheets-value='{"1":2,"2":"g-value"}' style="overflow:hidden;padding:0px 3px 0px 3px;vertical-align:bottom;font-weight:bold;text-align:center;">g-value</td> <td data-sheets-value='{"1":2,"2":"Rw-value "}' style="overflow:hidden;padding:0px 3px 0px 3px;vertical-align:bottom;font-weight:bold;text-align:center;">Rw-value </td> </tr> <tr style="height:20px;"> <td style="overflow:hidden;padding:0px 3px 0px 3px;vertical-align:bottom;"></td> <td style="overflow:hidden;padding:0px 3px 0px 3px;vertical-align:bottom;"></td> <td style="overflow:hidden;padding:0px 3px 0px 3px;vertical-align:bottom;"></td> <td data-sheets-numberformat='{"1":2,"2":"0.00","3":1}' data-sheets-value='{"1":2,"2":"EN 1873 : 2014"}' style="overflow:hidden;padding:0px 3px 0px 3px;vertical-align:bottom;text-align:center;">EN 1873 : 2014</td> <td data-sheets-numberformat='{"1":2,"2":"0","3":1}' data-sheets-value='{"1":2,"2":"EN ISO 13468 EN 16153 EN 410"}' style="overflow:hidden;padding:0px 3px 0px 3px;vertical-align:bottom;text-align:center;">EN ISO 13468 EN 16153 EN 410</td> <td data-sheets-numberformat='{"1":2,"2":"0","3":1}' data-sheets-value='{"1":2,"2":"EN 410"}' style="overflow:hidden;padding:0px 3px 0px 3px;vertical-align:bottom;text-align:center;">EN 410</td> <td data-sheets-value='{"1":2,"2":"EN ISO 140-3\t\t"}' style="overflow:hidden;padding:0px 3px 0px 3px;vertical-align:bottom;text-align:center;">EN ISO 140-3 </td> </tr> <tr style="height:20px;"> <td data-sheets-value='{"1":2,"2":"Material"}' style="border-bottom:1px solid #000000;overflow:hidden;padding:0px 3px 0px 3px;vertical-align:bottom;background-color:#000000;font-weight:bold;color:#ffffff;">Material</td> <td data-sheets-value='{"1":2,"2":"Walls"}' style="border-bottom:1px solid #000000;overflow:hidden;padding:0px 3px 0px 3px;vertical-align:bottom;background-color:#000000;font-weight:bold;color:#ffffff;">Walls</td> <td data-sheets-value='{"1":2,"2":"Shells"}' style="border-bottom:1px solid #000000;overflow:hidden;padding:0px 3px 0px 3px;vertical-align:bottom;background-color:#000000;font-weight:bold;color:#ffffff;">Shells</td> <td data-sheets-numberformat='{"1":2,"2":"0.00","3":1}' data-sheets-value='{"1":2,"2":"(W/m²K)\t"}' style="border-bottom:1px solid #000000;overflow:hidden;padding:0px 3px 0px 3px;vertical-align:bottom;background-color:#000000;font-weight:bold;color:#ffffff;text-align:center;">(W/m²K) </td> <td data-sheets-numberformat='{"1":2,"2":"0","3":1}' data-sheets-value='{"1":2,"2":"(%)"}' style="border-bottom:1px solid #000000;overflow:hidden;padding:0px 3px 0px 3px;vertical-align:bottom;background-color:#000000;font-weight:bold;color:#ffffff;text-align:center;">(%)</td> <td data-sheets-numberformat='{"1":2,"2":"0","3":1}' data-sheets-value='{"1":2,"2":"(%)"}' style="border-bottom:1px solid #000000;overflow:hidden;padding:0px 3px 0px 3px;vertical-align:bottom;background-color:#000000;font-weight:bold;color:#ffffff;text-align:center;">(%)</td> <td data-sheets-value='{"1":2,"2":"(dB)"}' style="border-bottom:1px solid #000000;overflow:hidden;padding:0px 3px 0px 3px;vertical-align:bottom;background-color:#000000;font-weight:bold;color:#ffffff;text-align:center;">(dB)</td> </tr> <tr style="height:20px;"> <td data-sheets-value='{"1":2,"2":"Acrylic"}' style="border-left:1px solid #000000;overflow:hidden;padding:0px 3px 0px 3px;vertical-align:bottom;font-weight:bold;">Acrylic</td> <td data-sheets-value='{"1":2,"2":"Single-walled"}' style="overflow:hidden;padding:0px 3px 0px 3px;vertical-align:bottom;font-weight:bold;">Single-walled</td> <td data-sheets-value='{"1":2,"2":"Clear (H)"}' style="border-right:1px solid #000000;overflow:hidden;padding:0px 3px 0px 3px;vertical-align:bottom;font-weight:bold;">Clear (H)</td> <td data-sheets-numberformat='{"1":2,"2":"0.00","3":1}' data-sheets-value='{"1":3,"3":5.17}' style="overflow:hidden;padding:0px 3px 0px 3px;vertical-align:bottom;text-align:center;">5.17</td> <td data-sheets-numberformat='{"1":2,"2":"0","3":1}' data-sheets-value='{"1":3,"3":90}' style="overflow:hidden;padding:0px 3px 0px 3px;vertical-align:bottom;text-align:center;">90</td> <td data-sheets-numberformat='{"1":2,"2":"0","3":1}' data-sheets-value='{"1":3,"3":87}' style="overflow:hidden;padding:0px 3px 0px 3px;vertical-align:bottom;text-align:center;">87</td> <td data-sheets-numberformat='{"1":2,"2":"0","3":1}' data-sheets-value='{"1":2,"2":"-"}' style="border-right:1px solid #000000;overflow:hidden;padding:0px 3px 0px 3px;vertical-align:bottom;text-align:center;">-</td> </tr> <tr style="height:20px;"> <td data-sheets-value='{"1":2,"2":"PMMA"}' style="border-left:1px solid #000000;overflow:hidden;padding:0px 3px 0px 3px;vertical-align:bottom;font-weight:bold;">PMMA</td> <td data-sheets-value='{"1":2,"2":"Single-walled"}' style="overflow:hidden;padding:0px 3px 0px 3px;vertical-align:bottom;font-weight:bold;">Single-walled</td> <td data-sheets-value='{"1":2,"2":"Opal (O)"}' style="border-right:1px solid #000000;overflow:hidden;padding:0px 3px 0px 3px;vertical-align:bottom;font-weight:bold;">Opal (O)</td> <td data-sheets-numberformat='{"1":2,"2":"0.00","3":1}' data-sheets-value='{"1":3,"3":5.17}' style="overflow:hidden;padding:0px 3px 0px 3px;vertical-align:bottom;text-align:center;">5.17</td> <td data-sheets-numberformat='{"1":2,"2":"0","3":1}' data-sheets-value='{"1":3,"3":83}' style="overflow:hidden;padding:0px 3px 0px 3px;vertical-align:bottom;text-align:center;">83</td> <td data-sheets-numberformat='{"1":2,"2":"0","3":1}' data-sheets-value='{"1":3,"3":76}' style="overflow:hidden;padding:0px 3px 0px 3px;vertical-align:bottom;text-align:center;">76</td> <td data-sheets-numberformat='{"1":2,"2":"0","3":1}' data-sheets-value='{"1":2,"2":"-"}' style="border-right:1px solid #000000;overflow:hidden;padding:0px 3px 0px 3px;vertical-align:bottom;text-align:center;">-</td> </tr> <tr style="height:20px;"> <td style="border-left:1px solid #000000;overflow:hidden;padding:0px 3px 0px 3px;vertical-align:bottom;font-weight:bold;"></td> <td data-sheets-value='{"1":2,"2":"Double-walled"}' style="overflow:hidden;padding:0px 3px 0px 3px;vertical-align:bottom;font-weight:bold;">Double-walled</td> <td data-sheets-value='{"1":2,"2":"Clear (H/H)"}' style="border-right:1px solid #000000;overflow:hidden;padding:0px 3px 0px 3px;vertical-align:bottom;font-weight:bold;">Clear (H/H)</td> <td data-sheets-numberformat='{"1":2,"2":"0.00","3":1}' data-sheets-value='{"1":3,"3":2.9}' style="overflow:hidden;padding:0px 3px 0px 3px;vertical-align:bottom;text-align:center;">2.90</td> <td data-sheets-numberformat='{"1":2,"2":"0","3":1}' data-sheets-value='{"1":3,"3":81}' style="overflow:hidden;padding:0px 3px 0px 3px;vertical-align:bottom;text-align:center;">81</td> <td data-sheets-numberformat='{"1":2,"2":"0","3":1}' data-sheets-value='{"1":3,"3":75}' style="overflow:hidden;padding:0px 3px 0px 3px;vertical-align:bottom;text-align:center;">75</td> <td data-sheets-numberformat='{"1":2,"2":"0","3":1}' data-sheets-value='{"1":3,"3":20}' style="border-right:1px solid #000000;overflow:hidden;padding:0px 3px 0px 3px;vertical-align:bottom;text-align:center;">20</td> </tr> <tr style="height:20px;"> <td style="border-left:1px solid #000000;overflow:hidden;padding:0px 3px 0px 3px;vertical-align:bottom;font-weight:bold;"></td> <td data-sheets-value='{"1":2,"2":"Double-walled"}' style="overflow:hidden;padding:0px 3px 0px 3px;vertical-align:bottom;font-weight:bold;">Double-walled</td> <td data-sheets-value='{"1":2,"2":"Opal (O/O)"}' style="border-right:1px solid #000000;overflow:hidden;padding:0px 3px 0px 3px;vertical-align:bottom;font-weight:bold;">Opal (O/O)</td> <td data-sheets-numberformat='{"1":2,"2":"0.00","3":1}' data-sheets-value='{"1":3,"3":2.9}' style="overflow:hidden;padding:0px 3px 0px 3px;vertical-align:bottom;text-align:center;">2.90</td> <td data-sheets-numberformat='{"1":2,"2":"0","3":1}' data-sheets-value='{"1":3,"3":69}' style="overflow:hidden;padding:0px 3px 0px 3px;vertical-align:bottom;text-align:center;">69</td> <td data-sheets-numberformat='{"1":2,"2":"0","3":1}' data-sheets-value='{"1":3,"3":58}' style="overflow:hidden;padding:0px 3px 0px 3px;vertical-align:bottom;text-align:center;">58</td> <td data-sheets-numberformat='{"1":2,"2":"0","3":1}' data-sheets-value='{"1":3,"3":20}' style="border-right:1px solid #000000;overflow:hidden;padding:0px 3px 0px 3px;vertical-align:bottom;text-align:center;">20</td> </tr> <tr style="height:20px;"> <td style="border-left:1px solid #000000;overflow:hidden;padding:0px 3px 0px 3px;vertical-align:bottom;font-weight:bold;"></td> <td data-sheets-value='{"1":2,"2":"Triple-walled"}' style="overflow:hidden;padding:0px 3px 0px 3px;vertical-align:bottom;font-weight:bold;">Triple-walled</td> <td data-sheets-value='{"1":2,"2":"Clear (H/H/H)"}' style="border-right:1px solid #000000;overflow:hidden;padding:0px 3px 0px 3px;vertical-align:bottom;font-weight:bold;">Clear (H/H/H)</td> <td data-sheets-numberformat='{"1":2,"2":"0.00","3":1}' data-sheets-value='{"1":3,"3":1.7}' style="overflow:hidden;padding:0px 3px 0px 3px;vertical-align:bottom;text-align:center;">1.70</td> <td data-sheets-numberformat='{"1":2,"2":"0","3":1}' data-sheets-value='{"1":3,"3":73}' style="overflow:hidden;padding:0px 3px 0px 3px;vertical-align:bottom;text-align:center;">73</td> <td data-sheets-numberformat='{"1":2,"2":"0","3":1}' data-sheets-value='{"1":3,"3":65}' style="overflow:hidden;padding:0px 3px 0px 3px;vertical-align:bottom;text-align:center;">65</td> <td data-sheets-numberformat='{"1":2,"2":"0","3":1}' data-sheets-value='{"1":3,"3":22}' style="border-right:1px solid #000000;overflow:hidden;padding:0px 3px 0px 3px;vertical-align:bottom;text-align:center;">22</td> </tr> <tr style="height:20px;"> <td style="border-left:1px solid #000000;overflow:hidden;padding:0px 3px 0px 3px;vertical-align:bottom;font-weight:bold;"></td> <td data-sheets-value='{"1":2,"2":"Triple-walled"}' style="overflow:hidden;padding:0px 3px 0px 3px;vertical-align:bottom;font-weight:bold;">Triple-walled</td> <td data-sheets-value='{"1":2,"2":"Opal (O/H/O)"}' style="border-right:1px solid #000000;overflow:hidden;padding:0px 3px 0px 3px;vertical-align:bottom;font-weight:bold;">Opal (O/H/O)</td> <td data-sheets-numberformat='{"1":2,"2":"0.00","3":1}' data-sheets-value='{"1":3,"3":1.7}' style="overflow:hidden;padding:0px 3px 0px 3px;vertical-align:bottom;text-align:center;">1.70</td> <td data-sheets-numberformat='{"1":2,"2":"0","3":1}' data-sheets-value='{"1":3,"3":62}' style="overflow:hidden;padding:0px 3px 0px 3px;vertical-align:bottom;text-align:center;">62</td> <td data-sheets-numberformat='{"1":2,"2":"0","3":1}' data-sheets-value='{"1":3,"3":51}' style="overflow:hidden;padding:0px 3px 0px 3px;vertical-align:bottom;text-align:center;">51</td> <td data-sheets-numberformat='{"1":2,"2":"0","3":1}' data-sheets-value='{"1":3,"3":22}' style="border-right:1px solid #000000;overflow:hidden;padding:0px 3px 0px 3px;vertical-align:bottom;text-align:center;">22</td> </tr> <tr style="height:20px;"> <td style="border-left:1px solid #000000;overflow:hidden;padding:0px 3px 0px 3px;vertical-align:bottom;font-weight:bold;"></td> <td data-sheets-value='{"1":2,"2":"Four-walled"}' style="overflow:hidden;padding:0px 3px 0px 3px;vertical-align:bottom;font-weight:bold;">Four-walled</td> <td data-sheets-value='{"1":2,"2":"Clear (H/H/H/H)"}' style="border-right:1px solid #000000;overflow:hidden;padding:0px 3px 0px 3px;vertical-align:bottom;font-weight:bold;">Clear (H/H/H/H)</td> <td data-sheets-numberformat='{"1":2,"2":"0.00","3":1}' data-sheets-value='{"1":3,"3":1.28}' style="overflow:hidden;padding:0px 3px 0px 3px;vertical-align:bottom;text-align:center;">1.28</td> <td data-sheets-numberformat='{"1":2,"2":"0","3":1}' data-sheets-value='{"1":3,"3":64}' style="overflow:hidden;padding:0px 3px 0px 3px;vertical-align:bottom;text-align:center;">64</td> <td data-sheets-numberformat='{"1":2,"2":"0","3":1}' data-sheets-value='{"1":3,"3":54}' style="overflow:hidden;padding:0px 3px 0px 3px;vertical-align:bottom;text-align:center;">54</td> <td data-sheets-numberformat='{"1":2,"2":"0","3":1}' data-sheets-value='{"1":3,"3":23}' style="border-right:1px solid #000000;overflow:hidden;padding:0px 3px 0px 3px;vertical-align:bottom;text-align:center;">23</td> </tr> <tr style="height:20px;"> <td style="border-bottom:1px solid #000000;border-left:1px solid #000000;overflow:hidden;padding:0px 3px 0px 3px;vertical-align:bottom;"></td> <td data-sheets-value='{"1":2,"2":"Four-walled"}' style="border-bottom:1px solid #000000;overflow:hidden;padding:0px 3px 0px 3px;vertical-align:bottom;font-weight:bold;">Four-walled</td> <td data-sheets-value='{"1":2,"2":"Opal (H/H/O/H)"}' style="border-right:1px solid #000000;border-bottom:1px solid #000000;overflow:hidden;padding:0px 3px 0px 3px;vertical-align:bottom;font-weight:bold;">Opal (H/H/O/H)</td> <td data-sheets-numberformat='{"1":2,"2":"0.00","3":1}' data-sheets-value='{"1":3,"3":1.28}' style="border-bottom:1px solid #000000;overflow:hidden;padding:0px 3px 0px 3px;vertical-align:bottom;text-align:center;">1.28</td> <td data-sheets-numberformat='{"1":2,"2":"0","3":1}' data-sheets-value='{"1":3,"3":59}' style="border-bottom:1px solid #000000;overflow:hidden;padding:0px 3px 0px 3px;vertical-align:bottom;text-align:center;">59</td> <td data-sheets-numberformat='{"1":2,"2":"0","3":1}' data-sheets-value='{"1":3,"3":48}' style="border-bottom:1px solid #000000;overflow:hidden;padding:0px 3px 0px 3px;vertical-align:bottom;text-align:center;">48</td> <td data-sheets-numberformat='{"1":2,"2":"0","3":1}' data-sheets-value='{"1":3,"3":23}' style="border-right:1px solid #000000;border-bottom:1px solid #000000;overflow:hidden;padding:0px 3px 0px 3px;vertical-align:bottom;text-align:center;">23</td> </tr> <tr style="height:20px;"> <td data-sheets-value='{"1":2,"2":"Polycarbonate "}' style="border-left:1px solid #000000;overflow:hidden;padding:0px 3px 0px 3px;vertical-align:bottom;font-weight:bold;">Polycarbonate </td> <td data-sheets-value='{"1":2,"2":"Single-walled"}' style="overflow:hidden;padding:0px 3px 0px 3px;vertical-align:bottom;font-weight:bold;">Single-walled</td> <td data-sheets-value='{"1":2,"2":"Clear (A)"}' style="border-right:1px solid #000000;overflow:hidden;padding:0px 3px 0px 3px;vertical-align:bottom;font-weight:bold;">Clear (A)</td> <td data-sheets-numberformat='{"1":2,"2":"0.00","3":1}' data-sheets-value='{"1":3,"3":5.17}' style="overflow:hidden;padding:0px 3px 0px 3px;vertical-align:bottom;text-align:center;">5.17</td> <td data-sheets-numberformat='{"1":2,"2":"0","3":1}' data-sheets-value='{"1":3,"3":88}' style="overflow:hidden;padding:0px 3px 0px 3px;vertical-align:bottom;text-align:center;">88</td> <td data-sheets-numberformat='{"1":2,"2":"0","3":1}' data-sheets-value='{"1":3,"3":83}' style="overflow:hidden;padding:0px 3px 0px 3px;vertical-align:bottom;text-align:center;">83</td> <td data-sheets-numberformat='{"1":2,"2":"0","3":1}' data-sheets-value='{"1":2,"2":"-"}' style="border-right:1px solid #000000;overflow:hidden;padding:0px 3px 0px 3px;vertical-align:bottom;text-align:center;">-</td> </tr> <tr style="height:20px;"> <td data-sheets-value='{"1":2,"2":"PC"}' style="border-left:1px solid #000000;overflow:hidden;padding:0px 3px 0px 3px;vertical-align:bottom;font-weight:bold;">PC</td> <td data-sheets-value='{"1":2,"2":"Single-walled"}' style="overflow:hidden;padding:0px 3px 0px 3px;vertical-align:bottom;font-weight:bold;">Single-walled</td> <td data-sheets-value='{"1":2,"2":"Opal (D)"}' style="border-right:1px solid #000000;overflow:hidden;padding:0px 3px 0px 3px;vertical-align:bottom;font-weight:bold;">Opal (D)</td> <td data-sheets-numberformat='{"1":2,"2":"0.00","3":1}' data-sheets-value='{"1":3,"3":5.17}' style="overflow:hidden;padding:0px 3px 0px 3px;vertical-align:bottom;text-align:center;">5.17</td> <td data-sheets-numberformat='{"1":2,"2":"0","3":1}' data-sheets-value='{"1":3,"3":58}' style="overflow:hidden;padding:0px 3px 0px 3px;vertical-align:bottom;text-align:center;">58</td> <td data-sheets-numberformat='{"1":2,"2":"0","3":1}' data-sheets-value='{"1":3,"3":60}' style="overflow:hidden;padding:0px 3px 0px 3px;vertical-align:bottom;text-align:center;">60</td> <td data-sheets-numberformat='{"1":2,"2":"0","3":1}' data-sheets-value='{"1":2,"2":"-"}' style="border-right:1px solid #000000;overflow:hidden;padding:0px 3px 0px 3px;vertical-align:bottom;text-align:center;">-</td> </tr> <tr style="height:20px;"> <td style="border-left:1px solid #000000;overflow:hidden;padding:0px 3px 0px 3px;vertical-align:bottom;font-weight:bold;"></td> <td data-sheets-value='{"1":2,"2":"Double-walled"}' style="overflow:hidden;padding:0px 3px 0px 3px;vertical-align:bottom;font-weight:bold;">Double-walled</td> <td data-sheets-value='{"1":2,"2":"Clear (A/H)"}' style="border-right:1px solid #000000;overflow:hidden;padding:0px 3px 0px 3px;vertical-align:bottom;font-weight:bold;">Clear (A/H)</td> <td data-sheets-numberformat='{"1":2,"2":"0.00","3":1}' data-sheets-value='{"1":3,"3":2.9}' style="overflow:hidden;padding:0px 3px 0px 3px;vertical-align:bottom;text-align:center;">2.90</td> <td data-sheets-numberformat='{"1":2,"2":"0","3":1}' data-sheets-value='{"1":3,"3":79}' style="overflow:hidden;padding:0px 3px 0px 3px;vertical-align:bottom;text-align:center;">79</td> <td data-sheets-numberformat='{"1":2,"2":"0","3":1}' data-sheets-value='{"1":3,"3":72}' style="overflow:hidden;padding:0px 3px 0px 3px;vertical-align:bottom;text-align:center;">72</td> <td data-sheets-numberformat='{"1":2,"2":"0","3":1}' data-sheets-value='{"1":3,"3":20}' style="border-right:1px solid #000000;overflow:hidden;padding:0px 3px 0px 3px;vertical-align:bottom;text-align:center;">20</td> </tr> <tr style="height:20px;"> <td style="border-left:1px solid #000000;overflow:hidden;padding:0px 3px 0px 3px;vertical-align:bottom;font-weight:bold;"></td> <td data-sheets-value='{"1":2,"2":"Double-walled"}' style="overflow:hidden;padding:0px 3px 0px 3px;vertical-align:bottom;font-weight:bold;">Double-walled</td> <td data-sheets-value='{"1":2,"2":"Clear (A/A)"}' style="border-right:1px solid #000000;overflow:hidden;padding:0px 3px 0px 3px;vertical-align:bottom;font-weight:bold;">Clear (A/A)</td> <td data-sheets-numberformat='{"1":2,"2":"0.00","3":1}' data-sheets-value='{"1":3,"3":2.9}' style="overflow:hidden;padding:0px 3px 0px 3px;vertical-align:bottom;text-align:center;">2.90</td> <td data-sheets-numberformat='{"1":2,"2":"0","3":1}' data-sheets-value='{"1":3,"3":77}' style="overflow:hidden;padding:0px 3px 0px 3px;vertical-align:bottom;text-align:center;">77</td> <td data-sheets-numberformat='{"1":2,"2":"0","3":1}' data-sheets-value='{"1":3,"3":69}' style="overflow:hidden;padding:0px 3px 0px 3px;vertical-align:bottom;text-align:center;">69</td> <td data-sheets-numberformat='{"1":2,"2":"0","3":1}' data-sheets-value='{"1":3,"3":20}' style="border-right:1px solid #000000;overflow:hidden;padding:0px 3px 0px 3px;vertical-align:bottom;text-align:center;">20</td> </tr> <tr style="height:20px;"> <td style="border-left:1px solid #000000;overflow:hidden;padding:0px 3px 0px 3px;vertical-align:bottom;font-weight:bold;"></td> <td data-sheets-value='{"1":2,"2":"Double-walled"}' style="overflow:hidden;padding:0px 3px 0px 3px;vertical-align:bottom;font-weight:bold;">Double-walled</td> <td data-sheets-value='{"1":2,"2":"Opal (A/O)"}' style="border-right:1px solid #000000;overflow:hidden;padding:0px 3px 0px 3px;vertical-align:bottom;font-weight:bold;">Opal (A/O)</td> <td data-sheets-numberformat='{"1":2,"2":"0.00","3":1}' data-sheets-value='{"1":3,"3":2.9}' style="overflow:hidden;padding:0px 3px 0px 3px;vertical-align:bottom;text-align:center;">2.90</td> <td data-sheets-numberformat='{"1":2,"2":"0","3":1}' data-sheets-value='{"1":3,"3":73}' style="overflow:hidden;padding:0px 3px 0px 3px;vertical-align:bottom;text-align:center;">73</td> <td data-sheets-numberformat='{"1":2,"2":"0","3":1}' data-sheets-value='{"1":3,"3":63}' style="overflow:hidden;padding:0px 3px 0px 3px;vertical-align:bottom;text-align:center;">63</td> <td data-sheets-numberformat='{"1":2,"2":"0","3":1}' data-sheets-value='{"1":3,"3":20}' style="border-right:1px solid #000000;overflow:hidden;padding:0px 3px 0px 3px;vertical-align:bottom;text-align:center;">20</td> </tr> <tr style="height:20px;"> <td style="border-left:1px solid #000000;overflow:hidden;padding:0px 3px 0px 3px;vertical-align:bottom;font-weight:bold;"></td> <td data-sheets-value='{"1":2,"2":"Double-walled"}' style="overflow:hidden;padding:0px 3px 0px 3px;vertical-align:bottom;font-weight:bold;">Double-walled</td> <td data-sheets-value='{"1":2,"2":"Opal (A/D)"}' style="border-right:1px solid #000000;overflow:hidden;padding:0px 3px 0px 3px;vertical-align:bottom;font-weight:bold;">Opal (A/D)</td> <td data-sheets-numberformat='{"1":2,"2":"0.00","3":1}' data-sheets-value='{"1":3,"3":2.9}' style="overflow:hidden;padding:0px 3px 0px 3px;vertical-align:bottom;text-align:center;">2.90</td> <td data-sheets-numberformat='{"1":2,"2":"0","3":1}' data-sheets-value='{"1":3,"3":51}' style="overflow:hidden;padding:0px 3px 0px 3px;vertical-align:bottom;text-align:center;">51</td> <td data-sheets-numberformat='{"1":2,"2":"0","3":1}' data-sheets-value='{"1":3,"3":50}' style="overflow:hidden;padding:0px 3px 0px 3px;vertical-align:bottom;text-align:center;">50</td> <td data-sheets-numberformat='{"1":2,"2":"0","3":1}' data-sheets-value='{"1":3,"3":20}' style="border-right:1px solid #000000;overflow:hidden;padding:0px 3px 0px 3px;vertical-align:bottom;text-align:center;">20</td> </tr> <tr style="height:20px;"> <td style="border-left:1px solid #000000;overflow:hidden;padding:0px 3px 0px 3px;vertical-align:bottom;font-weight:bold;"></td> <td data-sheets-value='{"1":2,"2":"Triple-walled"}' style="overflow:hidden;padding:0px 3px 0px 3px;vertical-align:bottom;font-weight:bold;">Triple-walled</td> <td data-sheets-value='{"1":2,"2":"Clear (A/H/H)"}' style="border-right:1px solid #000000;overflow:hidden;padding:0px 3px 0px 3px;vertical-align:bottom;font-weight:bold;">Clear (A/H/H)</td> <td data-sheets-numberformat='{"1":2,"2":"0.00","3":1}' data-sheets-value='{"1":3,"3":1.7}' style="overflow:hidden;padding:0px 3px 0px 3px;vertical-align:bottom;text-align:center;">1.70</td> <td data-sheets-numberformat='{"1":2,"2":"0","3":1}' data-sheets-value='{"1":3,"3":71}' style="overflow:hidden;padding:0px 3px 0px 3px;vertical-align:bottom;text-align:center;">71</td> <td data-sheets-numberformat='{"1":2,"2":"0","3":1}' data-sheets-value='{"1":3,"3":63}' style="overflow:hidden;padding:0px 3px 0px 3px;vertical-align:bottom;text-align:center;">63</td> <td data-sheets-numberformat='{"1":2,"2":"0","3":1}' data-sheets-value='{"1":3,"3":22}' style="border-right:1px solid #000000;overflow:hidden;padding:0px 3px 0px 3px;vertical-align:bottom;text-align:center;">22</td> </tr> <tr style="height:20px;"> <td style="border-left:1px solid #000000;overflow:hidden;padding:0px 3px 0px 3px;vertical-align:bottom;font-weight:bold;"></td> <td data-sheets-value='{"1":2,"2":"Triple-walled"}' style="overflow:hidden;padding:0px 3px 0px 3px;vertical-align:bottom;font-weight:bold;">Triple-walled</td> <td data-sheets-value='{"1":2,"2":"Opal (A/O/O)"}' style="border-right:1px solid #000000;overflow:hidden;padding:0px 3px 0px 3px;vertical-align:bottom;font-weight:bold;">Opal (A/O/O)</td> <td data-sheets-numberformat='{"1":2,"2":"0.00","3":1}' data-sheets-value='{"1":3,"3":1.7}' style="overflow:hidden;padding:0px 3px 0px 3px;vertical-align:bottom;text-align:center;">1.70</td> <td data-sheets-numberformat='{"1":2,"2":"0","3":1}' data-sheets-value='{"1":3,"3":61}' style="overflow:hidden;padding:0px 3px 0px 3px;vertical-align:bottom;text-align:center;">61</td> <td data-sheets-numberformat='{"1":2,"2":"0","3":1}' data-sheets-value='{"1":3,"3":48}' style="overflow:hidden;padding:0px 3px 0px 3px;vertical-align:bottom;text-align:center;">48</td> <td data-sheets-numberformat='{"1":2,"2":"0","3":1}' data-sheets-value='{"1":3,"3":22}' style="border-right:1px solid #000000;overflow:hidden;padding:0px 3px 0px 3px;vertical-align:bottom;text-align:center;">22</td> </tr> <tr style="height:20px;"> <td style="border-left:1px solid #000000;overflow:hidden;padding:0px 3px 0px 3px;vertical-align:bottom;font-weight:bold;"></td> <td data-sheets-value='{"1":2,"2":"Four-walled"}' style="overflow:hidden;padding:0px 3px 0px 3px;vertical-align:bottom;font-weight:bold;">Four-walled</td> <td data-sheets-value='{"1":2,"2":"Clear (A/H/H/H)"}' style="border-right:1px solid #000000;overflow:hidden;padding:0px 3px 0px 3px;vertical-align:bottom;font-weight:bold;">Clear (A/H/H/H)</td> <td data-sheets-numberformat='{"1":2,"2":"0.00","3":1}' data-sheets-value='{"1":3,"3":1.28}' style="overflow:hidden;padding:0px 3px 0px 3px;vertical-align:bottom;text-align:center;">1.28</td> <td data-sheets-numberformat='{"1":2,"2":"0","3":1}' data-sheets-value='{"1":3,"3":64}' style="overflow:hidden;padding:0px 3px 0px 3px;vertical-align:bottom;text-align:center;">64</td> <td data-sheets-numberformat='{"1":2,"2":"0","3":1}' data-sheets-value='{"1":3,"3":52}' style="overflow:hidden;padding:0px 3px 0px 3px;vertical-align:bottom;text-align:center;">52</td> <td data-sheets-numberformat='{"1":2,"2":"0","3":1}' data-sheets-value='{"1":3,"3":23}' style="border-right:1px solid #000000;overflow:hidden;padding:0px 3px 0px 3px;vertical-align:bottom;text-align:center;">23</td> </tr> <tr style="height:20px;"> <td style="border-bottom:1px solid #000000;border-left:1px solid #000000;overflow:hidden;padding:0px 3px 0px 3px;vertical-align:bottom;"></td> <td data-sheets-value='{"1":2,"2":"Four-walled"}' style="border-bottom:1px solid #000000;overflow:hidden;padding:0px 3px 0px 3px;vertical-align:bottom;font-weight:bold;">Four-walled</td> <td data-sheets-value='{"1":2,"2":"Opal (A/H/O/H)"}' style="border-right:1px solid #000000;border-bottom:1px solid #000000;overflow:hidden;padding:0px 3px 0px 3px;vertical-align:bottom;font-weight:bold;">Opal (A/H/O/H)</td> <td data-sheets-numberformat='{"1":2,"2":"0.00","3":1}' data-sheets-value='{"1":3,"3":1.28}' style="border-bottom:1px solid #000000;overflow:hidden;padding:0px 3px 0px 3px;vertical-align:bottom;text-align:center;">1.28</td> <td data-sheets-numberformat='{"1":2,"2":"0","3":1}' data-sheets-value='{"1":3,"3":59}' style="border-bottom:1px solid #000000;overflow:hidden;padding:0px 3px 0px 3px;vertical-align:bottom;text-align:center;">59</td> <td data-sheets-numberformat='{"1":2,"2":"0","3":1}' data-sheets-value='{"1":3,"3":46}' style="border-bottom:1px solid #000000;overflow:hidden;padding:0px 3px 0px 3px;vertical-align:bottom;text-align:center;">46</td> <td data-sheets-numberformat='{"1":2,"2":"0","3":1}' data-sheets-value='{"1":3,"3":23}' style="border-right:1px solid #000000;border-bottom:1px solid #000000;overflow:hidden;padding:0px 3px 0px 3px;vertical-align:bottom;text-align:center;">23</td> </tr> <tr style="height:20px;"> <td data-sheets-value='{"1":2,"2":"Polycarbonate"}' style="border-left:1px solid #000000;overflow:hidden;padding:0px 3px 0px 3px;vertical-align:bottom;font-weight:bold;">Polycarbonate</td> <td data-sheets-value='{"1":2,"2":"Single-walled"}' style="overflow:hidden;padding:0px 3px 0px 3px;vertical-align:bottom;font-weight:bold;">Single-walled</td> <td data-sheets-value='{"1":2,"2":"Heatstop Opal (T)"}' style="border-right:1px solid #000000;overflow:hidden;padding:0px 3px 0px 3px;vertical-align:bottom;font-weight:bold;">Heatstop Opal (T)</td> <td data-sheets-numberformat='{"1":2,"2":"0.00","3":1}' data-sheets-value='{"1":3,"3":5.17}' style="overflow:hidden;padding:0px 3px 0px 3px;vertical-align:bottom;text-align:center;">5.17</td> <td data-sheets-numberformat='{"1":2,"2":"0","3":1}' data-sheets-value='{"1":3,"3":49}' style="overflow:hidden;padding:0px 3px 0px 3px;vertical-align:bottom;text-align:center;">49</td> <td data-sheets-numberformat='{"1":2,"2":"0","3":1}' data-sheets-value='{"1":3,"3":59}' style="overflow:hidden;padding:0px 3px 0px 3px;vertical-align:bottom;text-align:center;">59</td> <td data-sheets-numberformat='{"1":2,"2":"0","3":1}' data-sheets-value='{"1":2,"2":"-"}' style="border-right:1px solid #000000;overflow:hidden;padding:0px 3px 0px 3px;vertical-align:bottom;text-align:center;">-</td> </tr> <tr style="height:20px;"> <td data-sheets-value='{"1":2,"2":"Heatstop PC"}' style="border-left:1px solid #000000;overflow:hidden;padding:0px 3px 0px 3px;vertical-align:bottom;font-weight:bold;">Heatstop PC</td> <td data-sheets-value='{"1":2,"2":"Double-walled"}' style="overflow:hidden;padding:0px 3px 0px 3px;vertical-align:bottom;font-weight:bold;">Double-walled</td> <td data-sheets-value='{"1":2,"2":"Clear (T/H)"}' style="border-right:1px solid #000000;overflow:hidden;padding:0px 3px 0px 3px;vertical-align:bottom;font-weight:bold;">Clear (T/H)</td> <td data-sheets-numberformat='{"1":2,"2":"0.00","3":1}' data-sheets-value='{"1":3,"3":2.9}' style="overflow:hidden;padding:0px 3px 0px 3px;vertical-align:bottom;text-align:center;">2.90</td> <td data-sheets-numberformat='{"1":2,"2":"0","3":1}' data-sheets-value='{"1":3,"3":44}' style="overflow:hidden;padding:0px 3px 0px 3px;vertical-align:bottom;text-align:center;">44</td> <td data-sheets-numberformat='{"1":2,"2":"0","3":1}' data-sheets-value='{"1":3,"3":51}' style="overflow:hidden;padding:0px 3px 0px 3px;vertical-align:bottom;text-align:center;">51</td> <td data-sheets-numberformat='{"1":2,"2":"0","3":1}' data-sheets-value='{"1":3,"3":20}' style="border-right:1px solid #000000;overflow:hidden;padding:0px 3px 0px 3px;vertical-align:bottom;text-align:center;">20</td> </tr> <tr style="height:20px;"> <td style="border-left:1px solid #000000;overflow:hidden;padding:0px 3px 0px 3px;vertical-align:bottom;font-weight:bold;"></td> <td data-sheets-value='{"1":2,"2":"Double-walled"}' style="overflow:hidden;padding:0px 3px 0px 3px;vertical-align:bottom;font-weight:bold;">Double-walled</td> <td data-sheets-value='{"1":2,"2":"Opal (T/O)"}' style="border-right:1px solid #000000;overflow:hidden;padding:0px 3px 0px 3px;vertical-align:bottom;font-weight:bold;">Opal (T/O)</td> <td data-sheets-numberformat='{"1":2,"2":"0.00","3":1}' data-sheets-value='{"1":3,"3":2.9}' style="overflow:hidden;padding:0px 3px 0px 3px;vertical-align:bottom;text-align:center;">2.90</td> <td data-sheets-numberformat='{"1":2,"2":"0","3":1}' data-sheets-value='{"1":3,"3":41}' style="overflow:hidden;padding:0px 3px 0px 3px;vertical-align:bottom;text-align:center;">41</td> <td data-sheets-numberformat='{"1":2,"2":"0","3":1}' data-sheets-value='{"1":3,"3":45}' style="overflow:hidden;padding:0px 3px 0px 3px;vertical-align:bottom;text-align:center;">45</td> <td data-sheets-numberformat='{"1":2,"2":"0","3":1}' data-sheets-value='{"1":3,"3":20}' style="border-right:1px solid #000000;overflow:hidden;padding:0px 3px 0px 3px;vertical-align:bottom;text-align:center;">20</td> </tr> <tr style="height:20px;"> <td style="border-left:1px solid #000000;overflow:hidden;padding:0px 3px 0px 3px;vertical-align:bottom;font-weight:bold;"></td> <td data-sheets-value='{"1":2,"2":"Triple-walled"}' style="overflow:hidden; | skylux-160-ce-met-koepel-en-metaalopstand-met-lm-motor-en-windvang-1000-x-1900-mm | 8586005381453 | 46872289706317
Smoke and heat exhaust (SHEV) | SHE system | Skylux | Skylux 160° CE with skylight and metal curb with LM-actuator and spoiler 1000 x 2000 mm |  | 30280 | 5412970302803 | 4564.15 | Yes | 30-45 | 99.02 | 1000 x 2000 mm | 2000 | 1000 |  | metal curb M30 (30 cm high) | Rectangular | 5.17 W/m²K - 1.28 W/m²K | 87% - 32% | 90% - 32% | 20dB - 23dB | 160° CE (for industry) | skylight | with spoiler | E | Single actuator | Maximum four-walled skylight possible for this product | Ut-value LT-value g-value Rw-value EN 1873 : 2014 EN ISO 13468 EN 16153 EN 410 EN 410 EN ISO 140-3 Material Walls Shells (W/m²K) (%) (%) (dB) Acrylic Single-walled Clear (H) 5.17 90 87 - PMMA Single-walled Opal (O) 5.17 83 76 - Double-walled Clear (H/H) 2.90 81 75 20 Double-walled Opal (O/O) 2.90 69 58 20 Triple-walled Clear (H/H/H) 1.70 73 65 22 Triple-walled Opal (O/H/O) 1.70 62 51 22 Four-walled Clear (H/H/H/H) 1.28 64 54 23 Four-walled Opal (H/H/O/H) 1.28 59 48 23 Polycarbonate Single-walled Clear (A) 5.17 88 83 - PC Single-walled Opal (D) 5.17 58 60 - Double-walled Clear (A/H) 2.90 79 72 20 Double-walled Clear (A/A) 2.90 77 69 20 Double-walled Opal (A/O) 2.90 73 63 20 Double-walled Opal (A/D) 2.90 51 50 20 Triple-walled Clear (A/H/H) 1.70 71 63 22 Triple-walled Opal (A/O/O) 1.70 61 48 22 Four-walled Clear (A/H/H/H) 1.28 64 52 23 Four-walled Opal (A/H/O/H) 1.28 59 46 23 Polycarbonate Single-walled Heatstop Opal (T) 5.17 49 59 - Heatstop PC Double-walled Clear (T/H) 2.90 44 51 20 Double-walled Opal (T/O) 2.90 41 45 20 Triple-walled Clear (T/H/H) 1.70 40 <td data-sheets-numberformat='{"1":2,"2":"0","3":1}' data-sheets-value='{"1":3,"3":44}' style="overflow:hidden;paddin | https://skylux.eu/en/products/skylux-160-ce-met-koepel-en-metaalopstand-met-lm-motor-en-windvang-1000-x-2000-mm | https://skylux.eu/cdn/shop/files/Skylux-160deg-CE-met-koepel-en-metaalopstand-met-LM-motor-en-windvang-1000-x-2000-mm-RWA-systeem.jpg?v=1702977509&width=1600 | https://skylux.eu/cdn/shop/files/e5a82811-1bb0-48e4-a776-cacb59c7c092_cd8520cb-ff48-4056-9524-85bd43b05a49.jpg?v=1688550397&width=1600 | //skylux.eu/cdn/shop/files/E_MH_Mounting_instructions_Skylux_160_CE_LM.pdf?v=12406716259046007223 | //skylux.eu/cdn/shop/files/E_TD_Technical_File_Skylux_Skylux_160_CE_Electric.pdf?v=3667116872303399239 | <style type="text/css" id="isPasted"> <!--td { border: 1px solid #cccccc; } br { mso-data-placement: same-cell; } --> </style> <table border="1" cellpadding="0" cellspacing="0" dir="ltr" style="table-layout:fixed;font-size:10pt;font-family:Arial;border-collapse:collapse;border:none;"><tbody> <tr style="height:20px;"> <td style="overflow:hidden;padding:0px 3px 0px 3px;vertical-align:bottom;"></td> <td style="overflow:hidden;padding:0px 3px 0px 3px;vertical-align:bottom;"></td> <td style="overflow:hidden;padding:0px 3px 0px 3px;vertical-align:bottom;"></td> <td data-sheets-value='{"1":2,"2":"Ut-value"}' style="overflow:hidden;padding:0px 3px 0px 3px;vertical-align:bottom;font-weight:bold;text-align:center;">Ut-value</td> <td data-sheets-value='{"1":2,"2":"LT-value"}' style="overflow:hidden;padding:0px 3px 0px 3px;vertical-align:bottom;font-weight:bold;text-align:center;">LT-value</td> <td data-sheets-value='{"1":2,"2":"g-value"}' style="overflow:hidden;padding:0px 3px 0px 3px;vertical-align:bottom;font-weight:bold;text-align:center;">g-value</td> <td data-sheets-value='{"1":2,"2":"Rw-value "}' style="overflow:hidden;padding:0px 3px 0px 3px;vertical-align:bottom;font-weight:bold;text-align:center;">Rw-value </td> </tr> <tr style="height:20px;"> <td style="overflow:hidden;padding:0px 3px 0px 3px;vertical-align:bottom;"></td> <td style="overflow:hidden;padding:0px 3px 0px 3px;vertical-align:bottom;"></td> <td style="overflow:hidden;padding:0px 3px 0px 3px;vertical-align:bottom;"></td> <td data-sheets-numberformat='{"1":2,"2":"0.00","3":1}' data-sheets-value='{"1":2,"2":"EN 1873 : 2014"}' style="overflow:hidden;padding:0px 3px 0px 3px;vertical-align:bottom;text-align:center;">EN 1873 : 2014</td> <td data-sheets-numberformat='{"1":2,"2":"0","3":1}' data-sheets-value='{"1":2,"2":"EN ISO 13468 EN 16153 EN 410"}' style="overflow:hidden;padding:0px 3px 0px 3px;vertical-align:bottom;text-align:center;">EN ISO 13468 EN 16153 EN 410</td> <td data-sheets-numberformat='{"1":2,"2":"0","3":1}' data-sheets-value='{"1":2,"2":"EN 410"}' style="overflow:hidden;padding:0px 3px 0px 3px;vertical-align:bottom;text-align:center;">EN 410</td> <td data-sheets-value='{"1":2,"2":"EN ISO 140-3\t\t"}' style="overflow:hidden;padding:0px 3px 0px 3px;vertical-align:bottom;text-align:center;">EN ISO 140-3 </td> </tr> <tr style="height:20px;"> <td data-sheets-value='{"1":2,"2":"Material"}' style="border-bottom:1px solid #000000;overflow:hidden;padding:0px 3px 0px 3px;vertical-align:bottom;background-color:#000000;font-weight:bold;color:#ffffff;">Material</td> <td data-sheets-value='{"1":2,"2":"Walls"}' style="border-bottom:1px solid #000000;overflow:hidden;padding:0px 3px 0px 3px;vertical-align:bottom;background-color:#000000;font-weight:bold;color:#ffffff;">Walls</td> <td data-sheets-value='{"1":2,"2":"Shells"}' style="border-bottom:1px solid #000000;overflow:hidden;padding:0px 3px 0px 3px;vertical-align:bottom;background-color:#000000;font-weight:bold;color:#ffffff;">Shells</td> <td data-sheets-numberformat='{"1":2,"2":"0.00","3":1}' data-sheets-value='{"1":2,"2":"(W/m²K)\t"}' style="border-bottom:1px solid #000000;overflow:hidden;padding:0px 3px 0px 3px;vertical-align:bottom;background-color:#000000;font-weight:bold;color:#ffffff;text-align:center;">(W/m²K) </td> <td data-sheets-numberformat='{"1":2,"2":"0","3":1}' data-sheets-value='{"1":2,"2":"(%)"}' style="border-bottom:1px solid #000000;overflow:hidden;padding:0px 3px 0px 3px;vertical-align:bottom;background-color:#000000;font-weight:bold;color:#ffffff;text-align:center;">(%)</td> <td data-sheets-numberformat='{"1":2,"2":"0","3":1}' data-sheets-value='{"1":2,"2":"(%)"}' style="border-bottom:1px solid #000000;overflow:hidden;padding:0px 3px 0px 3px;vertical-align:bottom;background-color:#000000;font-weight:bold;color:#ffffff;text-align:center;">(%)</td> <td data-sheets-value='{"1":2,"2":"(dB)"}' style="border-bottom:1px solid #000000;overflow:hidden;padding:0px 3px 0px 3px;vertical-align:bottom;background-color:#000000;font-weight:bold;color:#ffffff;text-align:center;">(dB)</td> </tr> <tr style="height:20px;"> <td data-sheets-value='{"1":2,"2":"Acrylic"}' style="border-left:1px solid #000000;overflow:hidden;padding:0px 3px 0px 3px;vertical-align:bottom;font-weight:bold;">Acrylic</td> <td data-sheets-value='{"1":2,"2":"Single-walled"}' style="overflow:hidden;padding:0px 3px 0px 3px;vertical-align:bottom;font-weight:bold;">Single-walled</td> <td data-sheets-value='{"1":2,"2":"Clear (H)"}' style="border-right:1px solid #000000;overflow:hidden;padding:0px 3px 0px 3px;vertical-align:bottom;font-weight:bold;">Clear (H)</td> <td data-sheets-numberformat='{"1":2,"2":"0.00","3":1}' data-sheets-value='{"1":3,"3":5.17}' style="overflow:hidden;padding:0px 3px 0px 3px;vertical-align:bottom;text-align:center;">5.17</td> <td data-sheets-numberformat='{"1":2,"2":"0","3":1}' data-sheets-value='{"1":3,"3":90}' style="overflow:hidden;padding:0px 3px 0px 3px;vertical-align:bottom;text-align:center;">90</td> <td data-sheets-numberformat='{"1":2,"2":"0","3":1}' data-sheets-value='{"1":3,"3":87}' style="overflow:hidden;padding:0px 3px 0px 3px;vertical-align:bottom;text-align:center;">87</td> <td data-sheets-numberformat='{"1":2,"2":"0","3":1}' data-sheets-value='{"1":2,"2":"-"}' style="border-right:1px solid #000000;overflow:hidden;padding:0px 3px 0px 3px;vertical-align:bottom;text-align:center;">-</td> </tr> <tr style="height:20px;"> <td data-sheets-value='{"1":2,"2":"PMMA"}' style="border-left:1px solid #000000;overflow:hidden;padding:0px 3px 0px 3px;vertical-align:bottom;font-weight:bold;">PMMA</td> <td data-sheets-value='{"1":2,"2":"Single-walled"}' style="overflow:hidden;padding:0px 3px 0px 3px;vertical-align:bottom;font-weight:bold;">Single-walled</td> <td data-sheets-value='{"1":2,"2":"Opal (O)"}' style="border-right:1px solid #000000;overflow:hidden;padding:0px 3px 0px 3px;vertical-align:bottom;font-weight:bold;">Opal (O)</td> <td data-sheets-numberformat='{"1":2,"2":"0.00","3":1}' data-sheets-value='{"1":3,"3":5.17}' style="overflow:hidden;padding:0px 3px 0px 3px;vertical-align:bottom;text-align:center;">5.17</td> <td data-sheets-numberformat='{"1":2,"2":"0","3":1}' data-sheets-value='{"1":3,"3":83}' style="overflow:hidden;padding:0px 3px 0px 3px;vertical-align:bottom;text-align:center;">83</td> <td data-sheets-numberformat='{"1":2,"2":"0","3":1}' data-sheets-value='{"1":3,"3":76}' style="overflow:hidden;padding:0px 3px 0px 3px;vertical-align:bottom;text-align:center;">76</td> <td data-sheets-numberformat='{"1":2,"2":"0","3":1}' data-sheets-value='{"1":2,"2":"-"}' style="border-right:1px solid #000000;overflow:hidden;padding:0px 3px 0px 3px;vertical-align:bottom;text-align:center;">-</td> </tr> <tr style="height:20px;"> <td style="border-left:1px solid #000000;overflow:hidden;padding:0px 3px 0px 3px;vertical-align:bottom;font-weight:bold;"></td> <td data-sheets-value='{"1":2,"2":"Double-walled"}' style="overflow:hidden;padding:0px 3px 0px 3px;vertical-align:bottom;font-weight:bold;">Double-walled</td> <td data-sheets-value='{"1":2,"2":"Clear (H/H)"}' style="border-right:1px solid #000000;overflow:hidden;padding:0px 3px 0px 3px;vertical-align:bottom;font-weight:bold;">Clear (H/H)</td> <td data-sheets-numberformat='{"1":2,"2":"0.00","3":1}' data-sheets-value='{"1":3,"3":2.9}' style="overflow:hidden;padding:0px 3px 0px 3px;vertical-align:bottom;text-align:center;">2.90</td> <td data-sheets-numberformat='{"1":2,"2":"0","3":1}' data-sheets-value='{"1":3,"3":81}' style="overflow:hidden;padding:0px 3px 0px 3px;vertical-align:bottom;text-align:center;">81</td> <td data-sheets-numberformat='{"1":2,"2":"0","3":1}' data-sheets-value='{"1":3,"3":75}' style="overflow:hidden;padding:0px 3px 0px 3px;vertical-align:bottom;text-align:center;">75</td> <td data-sheets-numberformat='{"1":2,"2":"0","3":1}' data-sheets-value='{"1":3,"3":20}' style="border-right:1px solid #000000;overflow:hidden;padding:0px 3px 0px 3px;vertical-align:bottom;text-align:center;">20</td> </tr> <tr style="height:20px;"> <td style="border-left:1px solid #000000;overflow:hidden;padding:0px 3px 0px 3px;vertical-align:bottom;font-weight:bold;"></td> <td data-sheets-value='{"1":2,"2":"Double-walled"}' style="overflow:hidden;padding:0px 3px 0px 3px;vertical-align:bottom;font-weight:bold;">Double-walled</td> <td data-sheets-value='{"1":2,"2":"Opal (O/O)"}' style="border-right:1px solid #000000;overflow:hidden;padding:0px 3px 0px 3px;vertical-align:bottom;font-weight:bold;">Opal (O/O)</td> <td data-sheets-numberformat='{"1":2,"2":"0.00","3":1}' data-sheets-value='{"1":3,"3":2.9}' style="overflow:hidden;padding:0px 3px 0px 3px;vertical-align:bottom;text-align:center;">2.90</td> <td data-sheets-numberformat='{"1":2,"2":"0","3":1}' data-sheets-value='{"1":3,"3":69}' style="overflow:hidden;padding:0px 3px 0px 3px;vertical-align:bottom;text-align:center;">69</td> <td data-sheets-numberformat='{"1":2,"2":"0","3":1}' data-sheets-value='{"1":3,"3":58}' style="overflow:hidden;padding:0px 3px 0px 3px;vertical-align:bottom;text-align:center;">58</td> <td data-sheets-numberformat='{"1":2,"2":"0","3":1}' data-sheets-value='{"1":3,"3":20}' style="border-right:1px solid #000000;overflow:hidden;padding:0px 3px 0px 3px;vertical-align:bottom;text-align:center;">20</td> </tr> <tr style="height:20px;"> <td style="border-left:1px solid #000000;overflow:hidden;padding:0px 3px 0px 3px;vertical-align:bottom;font-weight:bold;"></td> <td data-sheets-value='{"1":2,"2":"Triple-walled"}' style="overflow:hidden;padding:0px 3px 0px 3px;vertical-align:bottom;font-weight:bold;">Triple-walled</td> <td data-sheets-value='{"1":2,"2":"Clear (H/H/H)"}' style="border-right:1px solid #000000;overflow:hidden;padding:0px 3px 0px 3px;vertical-align:bottom;font-weight:bold;">Clear (H/H/H)</td> <td data-sheets-numberformat='{"1":2,"2":"0.00","3":1}' data-sheets-value='{"1":3,"3":1.7}' style="overflow:hidden;padding:0px 3px 0px 3px;vertical-align:bottom;text-align:center;">1.70</td> <td data-sheets-numberformat='{"1":2,"2":"0","3":1}' data-sheets-value='{"1":3,"3":73}' style="overflow:hidden;padding:0px 3px 0px 3px;vertical-align:bottom;text-align:center;">73</td> <td data-sheets-numberformat='{"1":2,"2":"0","3":1}' data-sheets-value='{"1":3,"3":65}' style="overflow:hidden;padding:0px 3px 0px 3px;vertical-align:bottom;text-align:center;">65</td> <td data-sheets-numberformat='{"1":2,"2":"0","3":1}' data-sheets-value='{"1":3,"3":22}' style="border-right:1px solid #000000;overflow:hidden;padding:0px 3px 0px 3px;vertical-align:bottom;text-align:center;">22</td> </tr> <tr style="height:20px;"> <td style="border-left:1px solid #000000;overflow:hidden;padding:0px 3px 0px 3px;vertical-align:bottom;font-weight:bold;"></td> <td data-sheets-value='{"1":2,"2":"Triple-walled"}' style="overflow:hidden;padding:0px 3px 0px 3px;vertical-align:bottom;font-weight:bold;">Triple-walled</td> <td data-sheets-value='{"1":2,"2":"Opal (O/H/O)"}' style="border-right:1px solid #000000;overflow:hidden;padding:0px 3px 0px 3px;vertical-align:bottom;font-weight:bold;">Opal (O/H/O)</td> <td data-sheets-numberformat='{"1":2,"2":"0.00","3":1}' data-sheets-value='{"1":3,"3":1.7}' style="overflow:hidden;padding:0px 3px 0px 3px;vertical-align:bottom;text-align:center;">1.70</td> <td data-sheets-numberformat='{"1":2,"2":"0","3":1}' data-sheets-value='{"1":3,"3":62}' style="overflow:hidden;padding:0px 3px 0px 3px;vertical-align:bottom;text-align:center;">62</td> <td data-sheets-numberformat='{"1":2,"2":"0","3":1}' data-sheets-value='{"1":3,"3":51}' style="overflow:hidden;padding:0px 3px 0px 3px;vertical-align:bottom;text-align:center;">51</td> <td data-sheets-numberformat='{"1":2,"2":"0","3":1}' data-sheets-value='{"1":3,"3":22}' style="border-right:1px solid #000000;overflow:hidden;padding:0px 3px 0px 3px;vertical-align:bottom;text-align:center;">22</td> </tr> <tr style="height:20px;"> <td style="border-left:1px solid #000000;overflow:hidden;padding:0px 3px 0px 3px;vertical-align:bottom;font-weight:bold;"></td> <td data-sheets-value='{"1":2,"2":"Four-walled"}' style="overflow:hidden;padding:0px 3px 0px 3px;vertical-align:bottom;font-weight:bold;">Four-walled</td> <td data-sheets-value='{"1":2,"2":"Clear (H/H/H/H)"}' style="border-right:1px solid #000000;overflow:hidden;padding:0px 3px 0px 3px;vertical-align:bottom;font-weight:bold;">Clear (H/H/H/H)</td> <td data-sheets-numberformat='{"1":2,"2":"0.00","3":1}' data-sheets-value='{"1":3,"3":1.28}' style="overflow:hidden;padding:0px 3px 0px 3px;vertical-align:bottom;text-align:center;">1.28</td> <td data-sheets-numberformat='{"1":2,"2":"0","3":1}' data-sheets-value='{"1":3,"3":64}' style="overflow:hidden;padding:0px 3px 0px 3px;vertical-align:bottom;text-align:center;">64</td> <td data-sheets-numberformat='{"1":2,"2":"0","3":1}' data-sheets-value='{"1":3,"3":54}' style="overflow:hidden;padding:0px 3px 0px 3px;vertical-align:bottom;text-align:center;">54</td> <td data-sheets-numberformat='{"1":2,"2":"0","3":1}' data-sheets-value='{"1":3,"3":23}' style="border-right:1px solid #000000;overflow:hidden;padding:0px 3px 0px 3px;vertical-align:bottom;text-align:center;">23</td> </tr> <tr style="height:20px;"> <td style="border-bottom:1px solid #000000;border-left:1px solid #000000;overflow:hidden;padding:0px 3px 0px 3px;vertical-align:bottom;"></td> <td data-sheets-value='{"1":2,"2":"Four-walled"}' style="border-bottom:1px solid #000000;overflow:hidden;padding:0px 3px 0px 3px;vertical-align:bottom;font-weight:bold;">Four-walled</td> <td data-sheets-value='{"1":2,"2":"Opal (H/H/O/H)"}' style="border-right:1px solid #000000;border-bottom:1px solid #000000;overflow:hidden;padding:0px 3px 0px 3px;vertical-align:bottom;font-weight:bold;">Opal (H/H/O/H)</td> <td data-sheets-numberformat='{"1":2,"2":"0.00","3":1}' data-sheets-value='{"1":3,"3":1.28}' style="border-bottom:1px solid #000000;overflow:hidden;padding:0px 3px 0px 3px;vertical-align:bottom;text-align:center;">1.28</td> <td data-sheets-numberformat='{"1":2,"2":"0","3":1}' data-sheets-value='{"1":3,"3":59}' style="border-bottom:1px solid #000000;overflow:hidden;padding:0px 3px 0px 3px;vertical-align:bottom;text-align:center;">59</td> <td data-sheets-numberformat='{"1":2,"2":"0","3":1}' data-sheets-value='{"1":3,"3":48}' style="border-bottom:1px solid #000000;overflow:hidden;padding:0px 3px 0px 3px;vertical-align:bottom;text-align:center;">48</td> <td data-sheets-numberformat='{"1":2,"2":"0","3":1}' data-sheets-value='{"1":3,"3":23}' style="border-right:1px solid #000000;border-bottom:1px solid #000000;overflow:hidden;padding:0px 3px 0px 3px;vertical-align:bottom;text-align:center;">23</td> </tr> <tr style="height:20px;"> <td data-sheets-value='{"1":2,"2":"Polycarbonate "}' style="border-left:1px solid #000000;overflow:hidden;padding:0px 3px 0px 3px;vertical-align:bottom;font-weight:bold;">Polycarbonate </td> <td data-sheets-value='{"1":2,"2":"Single-walled"}' style="overflow:hidden;padding:0px 3px 0px 3px;vertical-align:bottom;font-weight:bold;">Single-walled</td> <td data-sheets-value='{"1":2,"2":"Clear (A)"}' style="border-right:1px solid #000000;overflow:hidden;padding:0px 3px 0px 3px;vertical-align:bottom;font-weight:bold;">Clear (A)</td> <td data-sheets-numberformat='{"1":2,"2":"0.00","3":1}' data-sheets-value='{"1":3,"3":5.17}' style="overflow:hidden;padding:0px 3px 0px 3px;vertical-align:bottom;text-align:center;">5.17</td> <td data-sheets-numberformat='{"1":2,"2":"0","3":1}' data-sheets-value='{"1":3,"3":88}' style="overflow:hidden;padding:0px 3px 0px 3px;vertical-align:bottom;text-align:center;">88</td> <td data-sheets-numberformat='{"1":2,"2":"0","3":1}' data-sheets-value='{"1":3,"3":83}' style="overflow:hidden;padding:0px 3px 0px 3px;vertical-align:bottom;text-align:center;">83</td> <td data-sheets-numberformat='{"1":2,"2":"0","3":1}' data-sheets-value='{"1":2,"2":"-"}' style="border-right:1px solid #000000;overflow:hidden;padding:0px 3px 0px 3px;vertical-align:bottom;text-align:center;">-</td> </tr> <tr style="height:20px;"> <td data-sheets-value='{"1":2,"2":"PC"}' style="border-left:1px solid #000000;overflow:hidden;padding:0px 3px 0px 3px;vertical-align:bottom;font-weight:bold;">PC</td> <td data-sheets-value='{"1":2,"2":"Single-walled"}' style="overflow:hidden;padding:0px 3px 0px 3px;vertical-align:bottom;font-weight:bold;">Single-walled</td> <td data-sheets-value='{"1":2,"2":"Opal (D)"}' style="border-right:1px solid #000000;overflow:hidden;padding:0px 3px 0px 3px;vertical-align:bottom;font-weight:bold;">Opal (D)</td> <td data-sheets-numberformat='{"1":2,"2":"0.00","3":1}' data-sheets-value='{"1":3,"3":5.17}' style="overflow:hidden;padding:0px 3px 0px 3px;vertical-align:bottom;text-align:center;">5.17</td> <td data-sheets-numberformat='{"1":2,"2":"0","3":1}' data-sheets-value='{"1":3,"3":58}' style="overflow:hidden;padding:0px 3px 0px 3px;vertical-align:bottom;text-align:center;">58</td> <td data-sheets-numberformat='{"1":2,"2":"0","3":1}' data-sheets-value='{"1":3,"3":60}' style="overflow:hidden;padding:0px 3px 0px 3px;vertical-align:bottom;text-align:center;">60</td> <td data-sheets-numberformat='{"1":2,"2":"0","3":1}' data-sheets-value='{"1":2,"2":"-"}' style="border-right:1px solid #000000;overflow:hidden;padding:0px 3px 0px 3px;vertical-align:bottom;text-align:center;">-</td> </tr> <tr style="height:20px;"> <td style="border-left:1px solid #000000;overflow:hidden;padding:0px 3px 0px 3px;vertical-align:bottom;font-weight:bold;"></td> <td data-sheets-value='{"1":2,"2":"Double-walled"}' style="overflow:hidden;padding:0px 3px 0px 3px;vertical-align:bottom;font-weight:bold;">Double-walled</td> <td data-sheets-value='{"1":2,"2":"Clear (A/H)"}' style="border-right:1px solid #000000;overflow:hidden;padding:0px 3px 0px 3px;vertical-align:bottom;font-weight:bold;">Clear (A/H)</td> <td data-sheets-numberformat='{"1":2,"2":"0.00","3":1}' data-sheets-value='{"1":3,"3":2.9}' style="overflow:hidden;padding:0px 3px 0px 3px;vertical-align:bottom;text-align:center;">2.90</td> <td data-sheets-numberformat='{"1":2,"2":"0","3":1}' data-sheets-value='{"1":3,"3":79}' style="overflow:hidden;padding:0px 3px 0px 3px;vertical-align:bottom;text-align:center;">79</td> <td data-sheets-numberformat='{"1":2,"2":"0","3":1}' data-sheets-value='{"1":3,"3":72}' style="overflow:hidden;padding:0px 3px 0px 3px;vertical-align:bottom;text-align:center;">72</td> <td data-sheets-numberformat='{"1":2,"2":"0","3":1}' data-sheets-value='{"1":3,"3":20}' style="border-right:1px solid #000000;overflow:hidden;padding:0px 3px 0px 3px;vertical-align:bottom;text-align:center;">20</td> </tr> <tr style="height:20px;"> <td style="border-left:1px solid #000000;overflow:hidden;padding:0px 3px 0px 3px;vertical-align:bottom;font-weight:bold;"></td> <td data-sheets-value='{"1":2,"2":"Double-walled"}' style="overflow:hidden;padding:0px 3px 0px 3px;vertical-align:bottom;font-weight:bold;">Double-walled</td> <td data-sheets-value='{"1":2,"2":"Clear (A/A)"}' style="border-right:1px solid #000000;overflow:hidden;padding:0px 3px 0px 3px;vertical-align:bottom;font-weight:bold;">Clear (A/A)</td> <td data-sheets-numberformat='{"1":2,"2":"0.00","3":1}' data-sheets-value='{"1":3,"3":2.9}' style="overflow:hidden;padding:0px 3px 0px 3px;vertical-align:bottom;text-align:center;">2.90</td> <td data-sheets-numberformat='{"1":2,"2":"0","3":1}' data-sheets-value='{"1":3,"3":77}' style="overflow:hidden;padding:0px 3px 0px 3px;vertical-align:bottom;text-align:center;">77</td> <td data-sheets-numberformat='{"1":2,"2":"0","3":1}' data-sheets-value='{"1":3,"3":69}' style="overflow:hidden;padding:0px 3px 0px 3px;vertical-align:bottom;text-align:center;">69</td> <td data-sheets-numberformat='{"1":2,"2":"0","3":1}' data-sheets-value='{"1":3,"3":20}' style="border-right:1px solid #000000;overflow:hidden;padding:0px 3px 0px 3px;vertical-align:bottom;text-align:center;">20</td> </tr> <tr style="height:20px;"> <td style="border-left:1px solid #000000;overflow:hidden;padding:0px 3px 0px 3px;vertical-align:bottom;font-weight:bold;"></td> <td data-sheets-value='{"1":2,"2":"Double-walled"}' style="overflow:hidden;padding:0px 3px 0px 3px;vertical-align:bottom;font-weight:bold;">Double-walled</td> <td data-sheets-value='{"1":2,"2":"Opal (A/O)"}' style="border-right:1px solid #000000;overflow:hidden;padding:0px 3px 0px 3px;vertical-align:bottom;font-weight:bold;">Opal (A/O)</td> <td data-sheets-numberformat='{"1":2,"2":"0.00","3":1}' data-sheets-value='{"1":3,"3":2.9}' style="overflow:hidden;padding:0px 3px 0px 3px;vertical-align:bottom;text-align:center;">2.90</td> <td data-sheets-numberformat='{"1":2,"2":"0","3":1}' data-sheets-value='{"1":3,"3":73}' style="overflow:hidden;padding:0px 3px 0px 3px;vertical-align:bottom;text-align:center;">73</td> <td data-sheets-numberformat='{"1":2,"2":"0","3":1}' data-sheets-value='{"1":3,"3":63}' style="overflow:hidden;padding:0px 3px 0px 3px;vertical-align:bottom;text-align:center;">63</td> <td data-sheets-numberformat='{"1":2,"2":"0","3":1}' data-sheets-value='{"1":3,"3":20}' style="border-right:1px solid #000000;overflow:hidden;padding:0px 3px 0px 3px;vertical-align:bottom;text-align:center;">20</td> </tr> <tr style="height:20px;"> <td style="border-left:1px solid #000000;overflow:hidden;padding:0px 3px 0px 3px;vertical-align:bottom;font-weight:bold;"></td> <td data-sheets-value='{"1":2,"2":"Double-walled"}' style="overflow:hidden;padding:0px 3px 0px 3px;vertical-align:bottom;font-weight:bold;">Double-walled</td> <td data-sheets-value='{"1":2,"2":"Opal (A/D)"}' style="border-right:1px solid #000000;overflow:hidden;padding:0px 3px 0px 3px;vertical-align:bottom;font-weight:bold;">Opal (A/D)</td> <td data-sheets-numberformat='{"1":2,"2":"0.00","3":1}' data-sheets-value='{"1":3,"3":2.9}' style="overflow:hidden;padding:0px 3px 0px 3px;vertical-align:bottom;text-align:center;">2.90</td> <td data-sheets-numberformat='{"1":2,"2":"0","3":1}' data-sheets-value='{"1":3,"3":51}' style="overflow:hidden;padding:0px 3px 0px 3px;vertical-align:bottom;text-align:center;">51</td> <td data-sheets-numberformat='{"1":2,"2":"0","3":1}' data-sheets-value='{"1":3,"3":50}' style="overflow:hidden;padding:0px 3px 0px 3px;vertical-align:bottom;text-align:center;">50</td> <td data-sheets-numberformat='{"1":2,"2":"0","3":1}' data-sheets-value='{"1":3,"3":20}' style="border-right:1px solid #000000;overflow:hidden;padding:0px 3px 0px 3px;vertical-align:bottom;text-align:center;">20</td> </tr> <tr style="height:20px;"> <td style="border-left:1px solid #000000;overflow:hidden;padding:0px 3px 0px 3px;vertical-align:bottom;font-weight:bold;"></td> <td data-sheets-value='{"1":2,"2":"Triple-walled"}' style="overflow:hidden;padding:0px 3px 0px 3px;vertical-align:bottom;font-weight:bold;">Triple-walled</td> <td data-sheets-value='{"1":2,"2":"Clear (A/H/H)"}' style="border-right:1px solid #000000;overflow:hidden;padding:0px 3px 0px 3px;vertical-align:bottom;font-weight:bold;">Clear (A/H/H)</td> <td data-sheets-numberformat='{"1":2,"2":"0.00","3":1}' data-sheets-value='{"1":3,"3":1.7}' style="overflow:hidden;padding:0px 3px 0px 3px;vertical-align:bottom;text-align:center;">1.70</td> <td data-sheets-numberformat='{"1":2,"2":"0","3":1}' data-sheets-value='{"1":3,"3":71}' style="overflow:hidden;padding:0px 3px 0px 3px;vertical-align:bottom;text-align:center;">71</td> <td data-sheets-numberformat='{"1":2,"2":"0","3":1}' data-sheets-value='{"1":3,"3":63}' style="overflow:hidden;padding:0px 3px 0px 3px;vertical-align:bottom;text-align:center;">63</td> <td data-sheets-numberformat='{"1":2,"2":"0","3":1}' data-sheets-value='{"1":3,"3":22}' style="border-right:1px solid #000000;overflow:hidden;padding:0px 3px 0px 3px;vertical-align:bottom;text-align:center;">22</td> </tr> <tr style="height:20px;"> <td style="border-left:1px solid #000000;overflow:hidden;padding:0px 3px 0px 3px;vertical-align:bottom;font-weight:bold;"></td> <td data-sheets-value='{"1":2,"2":"Triple-walled"}' style="overflow:hidden;padding:0px 3px 0px 3px;vertical-align:bottom;font-weight:bold;">Triple-walled</td> <td data-sheets-value='{"1":2,"2":"Opal (A/O/O)"}' style="border-right:1px solid #000000;overflow:hidden;padding:0px 3px 0px 3px;vertical-align:bottom;font-weight:bold;">Opal (A/O/O)</td> <td data-sheets-numberformat='{"1":2,"2":"0.00","3":1}' data-sheets-value='{"1":3,"3":1.7}' style="overflow:hidden;padding:0px 3px 0px 3px;vertical-align:bottom;text-align:center;">1.70</td> <td data-sheets-numberformat='{"1":2,"2":"0","3":1}' data-sheets-value='{"1":3,"3":61}' style="overflow:hidden;padding:0px 3px 0px 3px;vertical-align:bottom;text-align:center;">61</td> <td data-sheets-numberformat='{"1":2,"2":"0","3":1}' data-sheets-value='{"1":3,"3":48}' style="overflow:hidden;padding:0px 3px 0px 3px;vertical-align:bottom;text-align:center;">48</td> <td data-sheets-numberformat='{"1":2,"2":"0","3":1}' data-sheets-value='{"1":3,"3":22}' style="border-right:1px solid #000000;overflow:hidden;padding:0px 3px 0px 3px;vertical-align:bottom;text-align:center;">22</td> </tr> <tr style="height:20px;"> <td style="border-left:1px solid #000000;overflow:hidden;padding:0px 3px 0px 3px;vertical-align:bottom;font-weight:bold;"></td> <td data-sheets-value='{"1":2,"2":"Four-walled"}' style="overflow:hidden;padding:0px 3px 0px 3px;vertical-align:bottom;font-weight:bold;">Four-walled</td> <td data-sheets-value='{"1":2,"2":"Clear (A/H/H/H)"}' style="border-right:1px solid #000000;overflow:hidden;padding:0px 3px 0px 3px;vertical-align:bottom;font-weight:bold;">Clear (A/H/H/H)</td> <td data-sheets-numberformat='{"1":2,"2":"0.00","3":1}' data-sheets-value='{"1":3,"3":1.28}' style="overflow:hidden;padding:0px 3px 0px 3px;vertical-align:bottom;text-align:center;">1.28</td> <td data-sheets-numberformat='{"1":2,"2":"0","3":1}' data-sheets-value='{"1":3,"3":64}' style="overflow:hidden;padding:0px 3px 0px 3px;vertical-align:bottom;text-align:center;">64</td> <td data-sheets-numberformat='{"1":2,"2":"0","3":1}' data-sheets-value='{"1":3,"3":52}' style="overflow:hidden;padding:0px 3px 0px 3px;vertical-align:bottom;text-align:center;">52</td> <td data-sheets-numberformat='{"1":2,"2":"0","3":1}' data-sheets-value='{"1":3,"3":23}' style="border-right:1px solid #000000;overflow:hidden;padding:0px 3px 0px 3px;vertical-align:bottom;text-align:center;">23</td> </tr> <tr style="height:20px;"> <td style="border-bottom:1px solid #000000;border-left:1px solid #000000;overflow:hidden;padding:0px 3px 0px 3px;vertical-align:bottom;"></td> <td data-sheets-value='{"1":2,"2":"Four-walled"}' style="border-bottom:1px solid #000000;overflow:hidden;padding:0px 3px 0px 3px;vertical-align:bottom;font-weight:bold;">Four-walled</td> <td data-sheets-value='{"1":2,"2":"Opal (A/H/O/H)"}' style="border-right:1px solid #000000;border-bottom:1px solid #000000;overflow:hidden;padding:0px 3px 0px 3px;vertical-align:bottom;font-weight:bold;">Opal (A/H/O/H)</td> <td data-sheets-numberformat='{"1":2,"2":"0.00","3":1}' data-sheets-value='{"1":3,"3":1.28}' style="border-bottom:1px solid #000000;overflow:hidden;padding:0px 3px 0px 3px;vertical-align:bottom;text-align:center;">1.28</td> <td data-sheets-numberformat='{"1":2,"2":"0","3":1}' data-sheets-value='{"1":3,"3":59}' style="border-bottom:1px solid #000000;overflow:hidden;padding:0px 3px 0px 3px;vertical-align:bottom;text-align:center;">59</td> <td data-sheets-numberformat='{"1":2,"2":"0","3":1}' data-sheets-value='{"1":3,"3":46}' style="border-bottom:1px solid #000000;overflow:hidden;padding:0px 3px 0px 3px;vertical-align:bottom;text-align:center;">46</td> <td data-sheets-numberformat='{"1":2,"2":"0","3":1}' data-sheets-value='{"1":3,"3":23}' style="border-right:1px solid #000000;border-bottom:1px solid #000000;overflow:hidden;padding:0px 3px 0px 3px;vertical-align:bottom;text-align:center;">23</td> </tr> <tr style="height:20px;"> <td data-sheets-value='{"1":2,"2":"Polycarbonate"}' style="border-left:1px solid #000000;overflow:hidden;padding:0px 3px 0px 3px;vertical-align:bottom;font-weight:bold;">Polycarbonate</td> <td data-sheets-value='{"1":2,"2":"Single-walled"}' style="overflow:hidden;padding:0px 3px 0px 3px;vertical-align:bottom;font-weight:bold;">Single-walled</td> <td data-sheets-value='{"1":2,"2":"Heatstop Opal (T)"}' style="border-right:1px solid #000000;overflow:hidden;padding:0px 3px 0px 3px;vertical-align:bottom;font-weight:bold;">Heatstop Opal (T)</td> <td data-sheets-numberformat='{"1":2,"2":"0.00","3":1}' data-sheets-value='{"1":3,"3":5.17}' style="overflow:hidden;padding:0px 3px 0px 3px;vertical-align:bottom;text-align:center;">5.17</td> <td data-sheets-numberformat='{"1":2,"2":"0","3":1}' data-sheets-value='{"1":3,"3":49}' style="overflow:hidden;padding:0px 3px 0px 3px;vertical-align:bottom;text-align:center;">49</td> <td data-sheets-numberformat='{"1":2,"2":"0","3":1}' data-sheets-value='{"1":3,"3":59}' style="overflow:hidden;padding:0px 3px 0px 3px;vertical-align:bottom;text-align:center;">59</td> <td data-sheets-numberformat='{"1":2,"2":"0","3":1}' data-sheets-value='{"1":2,"2":"-"}' style="border-right:1px solid #000000;overflow:hidden;padding:0px 3px 0px 3px;vertical-align:bottom;text-align:center;">-</td> </tr> <tr style="height:20px;"> <td data-sheets-value='{"1":2,"2":"Heatstop PC"}' style="border-left:1px solid #000000;overflow:hidden;padding:0px 3px 0px 3px;vertical-align:bottom;font-weight:bold;">Heatstop PC</td> <td data-sheets-value='{"1":2,"2":"Double-walled"}' style="overflow:hidden;padding:0px 3px 0px 3px;vertical-align:bottom;font-weight:bold;">Double-walled</td> <td data-sheets-value='{"1":2,"2":"Clear (T/H)"}' style="border-right:1px solid #000000;overflow:hidden;padding:0px 3px 0px 3px;vertical-align:bottom;font-weight:bold;">Clear (T/H)</td> <td data-sheets-numberformat='{"1":2,"2":"0.00","3":1}' data-sheets-value='{"1":3,"3":2.9}' style="overflow:hidden;padding:0px 3px 0px 3px;vertical-align:bottom;text-align:center;">2.90</td> <td data-sheets-numberformat='{"1":2,"2":"0","3":1}' data-sheets-value='{"1":3,"3":44}' style="overflow:hidden;padding:0px 3px 0px 3px;vertical-align:bottom;text-align:center;">44</td> <td data-sheets-numberformat='{"1":2,"2":"0","3":1}' data-sheets-value='{"1":3,"3":51}' style="overflow:hidden;padding:0px 3px 0px 3px;vertical-align:bottom;text-align:center;">51</td> <td data-sheets-numberformat='{"1":2,"2":"0","3":1}' data-sheets-value='{"1":3,"3":20}' style="border-right:1px solid #000000;overflow:hidden;padding:0px 3px 0px 3px;vertical-align:bottom;text-align:center;">20</td> </tr> <tr style="height:20px;"> <td style="border-left:1px solid #000000;overflow:hidden;padding:0px 3px 0px 3px;vertical-align:bottom;font-weight:bold;"></td> <td data-sheets-value='{"1":2,"2":"Double-walled"}' style="overflow:hidden;padding:0px 3px 0px 3px;vertical-align:bottom;font-weight:bold;">Double-walled</td> <td data-sheets-value='{"1":2,"2":"Opal (T/O)"}' style="border-right:1px solid #000000;overflow:hidden;padding:0px 3px 0px 3px;vertical-align:bottom;font-weight:bold;">Opal (T/O)</td> <td data-sheets-numberformat='{"1":2,"2":"0.00","3":1}' data-sheets-value='{"1":3,"3":2.9}' style="overflow:hidden;padding:0px 3px 0px 3px;vertical-align:bottom;text-align:center;">2.90</td> <td data-sheets-numberformat='{"1":2,"2":"0","3":1}' data-sheets-value='{"1":3,"3":41}' style="overflow:hidden;padding:0px 3px 0px 3px;vertical-align:bottom;text-align:center;">41</td> <td data-sheets-numberformat='{"1":2,"2":"0","3":1}' data-sheets-value='{"1":3,"3":45}' style="overflow:hidden;padding:0px 3px 0px 3px;vertical-align:bottom;text-align:center;">45</td> <td data-sheets-numberformat='{"1":2,"2":"0","3":1}' data-sheets-value='{"1":3,"3":20}' style="border-right:1px solid #000000;overflow:hidden;padding:0px 3px 0px 3px;vertical-align:bottom;text-align:center;">20</td> </tr> <tr style="height:20px;"> <td style="border-left:1px solid #000000;overflow:hidden;padding:0px 3px 0px 3px;vertical-align:bottom;font-weight:bold;"></td> <td data-sheets-value='{"1":2,"2":"Triple-walled"}' style="overflow:hidden; | skylux-160-ce-met-koepel-en-metaalopstand-met-lm-motor-en-windvang-1000-x-2000-mm | 8586005446989 | 46872289804621
Smoke and heat exhaust (SHEV) | SHE system | Skylux | Skylux 160° CE with skylight and metal curb with LM-actuator and spoiler 1000 x 2200 mm |  | 28218 | 5412970282181 | 4756.55 | Yes | 30-45 | 104.77 | 1000 x 2200 mm | 2200 | 1000 |  | metal curb M30 (30 cm high) | Rectangular | 5.17 W/m²K - 1.28 W/m²K | 87% - 32% | 90% - 32% | 20dB - 23dB | 160° CE (for industry) | skylight | with spoiler | E | Single actuator | Maximum four-walled skylight possible for this product | Ut-value LT-value g-value Rw-value EN 1873 : 2014 EN ISO 13468 EN 16153 EN 410 EN 410 EN ISO 140-3 Material Walls Shells (W/m²K) (%) (%) (dB) Acrylic Single-walled Clear (H) 5.17 90 87 - PMMA Single-walled Opal (O) 5.17 83 76 - Double-walled Clear (H/H) 2.90 81 75 20 Double-walled Opal (O/O) 2.90 69 58 20 Triple-walled Clear (H/H/H) 1.70 73 65 22 Triple-walled Opal (O/H/O) 1.70 62 51 22 Four-walled Clear (H/H/H/H) 1.28 64 54 23 Four-walled Opal (H/H/O/H) 1.28 59 48 23 Polycarbonate Single-walled Clear (A) 5.17 88 83 - PC Single-walled Opal (D) 5.17 58 60 - Double-walled Clear (A/H) 2.90 79 72 20 Double-walled Clear (A/A) 2.90 77 69 20 Double-walled Opal (A/O) 2.90 73 63 20 Double-walled Opal (A/D) 2.90 51 50 20 Triple-walled Clear (A/H/H) 1.70 71 63 22 Triple-walled Opal (A/O/O) 1.70 61 48 22 Four-walled Clear (A/H/H/H) 1.28 64 52 23 Four-walled Opal (A/H/O/H) 1.28 59 46 23 Polycarbonate Single-walled Heatstop Opal (T) 5.17 49 59 - Heatstop PC Double-walled Clear (T/H) 2.90 44 51 20 Double-walled Opal (T/O) 2.90 41 45 20 Triple-walled Clear (T/H/H) 1.70 40 <td data-sheets-numberformat='{"1":2,"2":"0","3":1}' data-sheets-value='{"1":3,"3":44}' style="overflow:hidden;paddin | https://skylux.eu/en/products/skylux-160-ce-met-koepel-en-metaalopstand-met-lm-motor-en-windvang-1000-x-2200-mm | https://skylux.eu/cdn/shop/files/Skylux-160deg-CE-met-koepel-en-metaalopstand-met-LM-motor-en-windvang-1000-x-2200-mm-RWA-systeem.jpg?v=1702977515&width=1600 | https://skylux.eu/cdn/shop/files/e5a82811-1bb0-48e4-a776-cacb59c7c092_13836154-9940-4613-8fe8-4aa2f780bb64.jpg?v=1688550398&width=1600 | //skylux.eu/cdn/shop/files/E_MH_Mounting_instructions_Skylux_160_CE_LM.pdf?v=12406716259046007223 | //skylux.eu/cdn/shop/files/E_TD_Technical_File_Skylux_Skylux_160_CE_Electric.pdf?v=3667116872303399239 | <style type="text/css" id="isPasted"> <!--td { border: 1px solid #cccccc; } br { mso-data-placement: same-cell; } --> </style> <table border="1" cellpadding="0" cellspacing="0" dir="ltr" style="table-layout:fixed;font-size:10pt;font-family:Arial;border-collapse:collapse;border:none;"><tbody> <tr style="height:20px;"> <td style="overflow:hidden;padding:0px 3px 0px 3px;vertical-align:bottom;"></td> <td style="overflow:hidden;padding:0px 3px 0px 3px;vertical-align:bottom;"></td> <td style="overflow:hidden;padding:0px 3px 0px 3px;vertical-align:bottom;"></td> <td data-sheets-value='{"1":2,"2":"Ut-value"}' style="overflow:hidden;padding:0px 3px 0px 3px;vertical-align:bottom;font-weight:bold;text-align:center;">Ut-value</td> <td data-sheets-value='{"1":2,"2":"LT-value"}' style="overflow:hidden;padding:0px 3px 0px 3px;vertical-align:bottom;font-weight:bold;text-align:center;">LT-value</td> <td data-sheets-value='{"1":2,"2":"g-value"}' style="overflow:hidden;padding:0px 3px 0px 3px;vertical-align:bottom;font-weight:bold;text-align:center;">g-value</td> <td data-sheets-value='{"1":2,"2":"Rw-value "}' style="overflow:hidden;padding:0px 3px 0px 3px;vertical-align:bottom;font-weight:bold;text-align:center;">Rw-value </td> </tr> <tr style="height:20px;"> <td style="overflow:hidden;padding:0px 3px 0px 3px;vertical-align:bottom;"></td> <td style="overflow:hidden;padding:0px 3px 0px 3px;vertical-align:bottom;"></td> <td style="overflow:hidden;padding:0px 3px 0px 3px;vertical-align:bottom;"></td> <td data-sheets-numberformat='{"1":2,"2":"0.00","3":1}' data-sheets-value='{"1":2,"2":"EN 1873 : 2014"}' style="overflow:hidden;padding:0px 3px 0px 3px;vertical-align:bottom;text-align:center;">EN 1873 : 2014</td> <td data-sheets-numberformat='{"1":2,"2":"0","3":1}' data-sheets-value='{"1":2,"2":"EN ISO 13468 EN 16153 EN 410"}' style="overflow:hidden;padding:0px 3px 0px 3px;vertical-align:bottom;text-align:center;">EN ISO 13468 EN 16153 EN 410</td> <td data-sheets-numberformat='{"1":2,"2":"0","3":1}' data-sheets-value='{"1":2,"2":"EN 410"}' style="overflow:hidden;padding:0px 3px 0px 3px;vertical-align:bottom;text-align:center;">EN 410</td> <td data-sheets-value='{"1":2,"2":"EN ISO 140-3\t\t"}' style="overflow:hidden;padding:0px 3px 0px 3px;vertical-align:bottom;text-align:center;">EN ISO 140-3 </td> </tr> <tr style="height:20px;"> <td data-sheets-value='{"1":2,"2":"Material"}' style="border-bottom:1px solid #000000;overflow:hidden;padding:0px 3px 0px 3px;vertical-align:bottom;background-color:#000000;font-weight:bold;color:#ffffff;">Material</td> <td data-sheets-value='{"1":2,"2":"Walls"}' style="border-bottom:1px solid #000000;overflow:hidden;padding:0px 3px 0px 3px;vertical-align:bottom;background-color:#000000;font-weight:bold;color:#ffffff;">Walls</td> <td data-sheets-value='{"1":2,"2":"Shells"}' style="border-bottom:1px solid #000000;overflow:hidden;padding:0px 3px 0px 3px;vertical-align:bottom;background-color:#000000;font-weight:bold;color:#ffffff;">Shells</td> <td data-sheets-numberformat='{"1":2,"2":"0.00","3":1}' data-sheets-value='{"1":2,"2":"(W/m²K)\t"}' style="border-bottom:1px solid #000000;overflow:hidden;padding:0px 3px 0px 3px;vertical-align:bottom;background-color:#000000;font-weight:bold;color:#ffffff;text-align:center;">(W/m²K) </td> <td data-sheets-numberformat='{"1":2,"2":"0","3":1}' data-sheets-value='{"1":2,"2":"(%)"}' style="border-bottom:1px solid #000000;overflow:hidden;padding:0px 3px 0px 3px;vertical-align:bottom;background-color:#000000;font-weight:bold;color:#ffffff;text-align:center;">(%)</td> <td data-sheets-numberformat='{"1":2,"2":"0","3":1}' data-sheets-value='{"1":2,"2":"(%)"}' style="border-bottom:1px solid #000000;overflow:hidden;padding:0px 3px 0px 3px;vertical-align:bottom;background-color:#000000;font-weight:bold;color:#ffffff;text-align:center;">(%)</td> <td data-sheets-value='{"1":2,"2":"(dB)"}' style="border-bottom:1px solid #000000;overflow:hidden;padding:0px 3px 0px 3px;vertical-align:bottom;background-color:#000000;font-weight:bold;color:#ffffff;text-align:center;">(dB)</td> </tr> <tr style="height:20px;"> <td data-sheets-value='{"1":2,"2":"Acrylic"}' style="border-left:1px solid #000000;overflow:hidden;padding:0px 3px 0px 3px;vertical-align:bottom;font-weight:bold;">Acrylic</td> <td data-sheets-value='{"1":2,"2":"Single-walled"}' style="overflow:hidden;padding:0px 3px 0px 3px;vertical-align:bottom;font-weight:bold;">Single-walled</td> <td data-sheets-value='{"1":2,"2":"Clear (H)"}' style="border-right:1px solid #000000;overflow:hidden;padding:0px 3px 0px 3px;vertical-align:bottom;font-weight:bold;">Clear (H)</td> <td data-sheets-numberformat='{"1":2,"2":"0.00","3":1}' data-sheets-value='{"1":3,"3":5.17}' style="overflow:hidden;padding:0px 3px 0px 3px;vertical-align:bottom;text-align:center;">5.17</td> <td data-sheets-numberformat='{"1":2,"2":"0","3":1}' data-sheets-value='{"1":3,"3":90}' style="overflow:hidden;padding:0px 3px 0px 3px;vertical-align:bottom;text-align:center;">90</td> <td data-sheets-numberformat='{"1":2,"2":"0","3":1}' data-sheets-value='{"1":3,"3":87}' style="overflow:hidden;padding:0px 3px 0px 3px;vertical-align:bottom;text-align:center;">87</td> <td data-sheets-numberformat='{"1":2,"2":"0","3":1}' data-sheets-value='{"1":2,"2":"-"}' style="border-right:1px solid #000000;overflow:hidden;padding:0px 3px 0px 3px;vertical-align:bottom;text-align:center;">-</td> </tr> <tr style="height:20px;"> <td data-sheets-value='{"1":2,"2":"PMMA"}' style="border-left:1px solid #000000;overflow:hidden;padding:0px 3px 0px 3px;vertical-align:bottom;font-weight:bold;">PMMA</td> <td data-sheets-value='{"1":2,"2":"Single-walled"}' style="overflow:hidden;padding:0px 3px 0px 3px;vertical-align:bottom;font-weight:bold;">Single-walled</td> <td data-sheets-value='{"1":2,"2":"Opal (O)"}' style="border-right:1px solid #000000;overflow:hidden;padding:0px 3px 0px 3px;vertical-align:bottom;font-weight:bold;">Opal (O)</td> <td data-sheets-numberformat='{"1":2,"2":"0.00","3":1}' data-sheets-value='{"1":3,"3":5.17}' style="overflow:hidden;padding:0px 3px 0px 3px;vertical-align:bottom;text-align:center;">5.17</td> <td data-sheets-numberformat='{"1":2,"2":"0","3":1}' data-sheets-value='{"1":3,"3":83}' style="overflow:hidden;padding:0px 3px 0px 3px;vertical-align:bottom;text-align:center;">83</td> <td data-sheets-numberformat='{"1":2,"2":"0","3":1}' data-sheets-value='{"1":3,"3":76}' style="overflow:hidden;padding:0px 3px 0px 3px;vertical-align:bottom;text-align:center;">76</td> <td data-sheets-numberformat='{"1":2,"2":"0","3":1}' data-sheets-value='{"1":2,"2":"-"}' style="border-right:1px solid #000000;overflow:hidden;padding:0px 3px 0px 3px;vertical-align:bottom;text-align:center;">-</td> </tr> <tr style="height:20px;"> <td style="border-left:1px solid #000000;overflow:hidden;padding:0px 3px 0px 3px;vertical-align:bottom;font-weight:bold;"></td> <td data-sheets-value='{"1":2,"2":"Double-walled"}' style="overflow:hidden;padding:0px 3px 0px 3px;vertical-align:bottom;font-weight:bold;">Double-walled</td> <td data-sheets-value='{"1":2,"2":"Clear (H/H)"}' style="border-right:1px solid #000000;overflow:hidden;padding:0px 3px 0px 3px;vertical-align:bottom;font-weight:bold;">Clear (H/H)</td> <td data-sheets-numberformat='{"1":2,"2":"0.00","3":1}' data-sheets-value='{"1":3,"3":2.9}' style="overflow:hidden;padding:0px 3px 0px 3px;vertical-align:bottom;text-align:center;">2.90</td> <td data-sheets-numberformat='{"1":2,"2":"0","3":1}' data-sheets-value='{"1":3,"3":81}' style="overflow:hidden;padding:0px 3px 0px 3px;vertical-align:bottom;text-align:center;">81</td> <td data-sheets-numberformat='{"1":2,"2":"0","3":1}' data-sheets-value='{"1":3,"3":75}' style="overflow:hidden;padding:0px 3px 0px 3px;vertical-align:bottom;text-align:center;">75</td> <td data-sheets-numberformat='{"1":2,"2":"0","3":1}' data-sheets-value='{"1":3,"3":20}' style="border-right:1px solid #000000;overflow:hidden;padding:0px 3px 0px 3px;vertical-align:bottom;text-align:center;">20</td> </tr> <tr style="height:20px;"> <td style="border-left:1px solid #000000;overflow:hidden;padding:0px 3px 0px 3px;vertical-align:bottom;font-weight:bold;"></td> <td data-sheets-value='{"1":2,"2":"Double-walled"}' style="overflow:hidden;padding:0px 3px 0px 3px;vertical-align:bottom;font-weight:bold;">Double-walled</td> <td data-sheets-value='{"1":2,"2":"Opal (O/O)"}' style="border-right:1px solid #000000;overflow:hidden;padding:0px 3px 0px 3px;vertical-align:bottom;font-weight:bold;">Opal (O/O)</td> <td data-sheets-numberformat='{"1":2,"2":"0.00","3":1}' data-sheets-value='{"1":3,"3":2.9}' style="overflow:hidden;padding:0px 3px 0px 3px;vertical-align:bottom;text-align:center;">2.90</td> <td data-sheets-numberformat='{"1":2,"2":"0","3":1}' data-sheets-value='{"1":3,"3":69}' style="overflow:hidden;padding:0px 3px 0px 3px;vertical-align:bottom;text-align:center;">69</td> <td data-sheets-numberformat='{"1":2,"2":"0","3":1}' data-sheets-value='{"1":3,"3":58}' style="overflow:hidden;padding:0px 3px 0px 3px;vertical-align:bottom;text-align:center;">58</td> <td data-sheets-numberformat='{"1":2,"2":"0","3":1}' data-sheets-value='{"1":3,"3":20}' style="border-right:1px solid #000000;overflow:hidden;padding:0px 3px 0px 3px;vertical-align:bottom;text-align:center;">20</td> </tr> <tr style="height:20px;"> <td style="border-left:1px solid #000000;overflow:hidden;padding:0px 3px 0px 3px;vertical-align:bottom;font-weight:bold;"></td> <td data-sheets-value='{"1":2,"2":"Triple-walled"}' style="overflow:hidden;padding:0px 3px 0px 3px;vertical-align:bottom;font-weight:bold;">Triple-walled</td> <td data-sheets-value='{"1":2,"2":"Clear (H/H/H)"}' style="border-right:1px solid #000000;overflow:hidden;padding:0px 3px 0px 3px;vertical-align:bottom;font-weight:bold;">Clear (H/H/H)</td> <td data-sheets-numberformat='{"1":2,"2":"0.00","3":1}' data-sheets-value='{"1":3,"3":1.7}' style="overflow:hidden;padding:0px 3px 0px 3px;vertical-align:bottom;text-align:center;">1.70</td> <td data-sheets-numberformat='{"1":2,"2":"0","3":1}' data-sheets-value='{"1":3,"3":73}' style="overflow:hidden;padding:0px 3px 0px 3px;vertical-align:bottom;text-align:center;">73</td> <td data-sheets-numberformat='{"1":2,"2":"0","3":1}' data-sheets-value='{"1":3,"3":65}' style="overflow:hidden;padding:0px 3px 0px 3px;vertical-align:bottom;text-align:center;">65</td> <td data-sheets-numberformat='{"1":2,"2":"0","3":1}' data-sheets-value='{"1":3,"3":22}' style="border-right:1px solid #000000;overflow:hidden;padding:0px 3px 0px 3px;vertical-align:bottom;text-align:center;">22</td> </tr> <tr style="height:20px;"> <td style="border-left:1px solid #000000;overflow:hidden;padding:0px 3px 0px 3px;vertical-align:bottom;font-weight:bold;"></td> <td data-sheets-value='{"1":2,"2":"Triple-walled"}' style="overflow:hidden;padding:0px 3px 0px 3px;vertical-align:bottom;font-weight:bold;">Triple-walled</td> <td data-sheets-value='{"1":2,"2":"Opal (O/H/O)"}' style="border-right:1px solid #000000;overflow:hidden;padding:0px 3px 0px 3px;vertical-align:bottom;font-weight:bold;">Opal (O/H/O)</td> <td data-sheets-numberformat='{"1":2,"2":"0.00","3":1}' data-sheets-value='{"1":3,"3":1.7}' style="overflow:hidden;padding:0px 3px 0px 3px;vertical-align:bottom;text-align:center;">1.70</td> <td data-sheets-numberformat='{"1":2,"2":"0","3":1}' data-sheets-value='{"1":3,"3":62}' style="overflow:hidden;padding:0px 3px 0px 3px;vertical-align:bottom;text-align:center;">62</td> <td data-sheets-numberformat='{"1":2,"2":"0","3":1}' data-sheets-value='{"1":3,"3":51}' style="overflow:hidden;padding:0px 3px 0px 3px;vertical-align:bottom;text-align:center;">51</td> <td data-sheets-numberformat='{"1":2,"2":"0","3":1}' data-sheets-value='{"1":3,"3":22}' style="border-right:1px solid #000000;overflow:hidden;padding:0px 3px 0px 3px;vertical-align:bottom;text-align:center;">22</td> </tr> <tr style="height:20px;"> <td style="border-left:1px solid #000000;overflow:hidden;padding:0px 3px 0px 3px;vertical-align:bottom;font-weight:bold;"></td> <td data-sheets-value='{"1":2,"2":"Four-walled"}' style="overflow:hidden;padding:0px 3px 0px 3px;vertical-align:bottom;font-weight:bold;">Four-walled</td> <td data-sheets-value='{"1":2,"2":"Clear (H/H/H/H)"}' style="border-right:1px solid #000000;overflow:hidden;padding:0px 3px 0px 3px;vertical-align:bottom;font-weight:bold;">Clear (H/H/H/H)</td> <td data-sheets-numberformat='{"1":2,"2":"0.00","3":1}' data-sheets-value='{"1":3,"3":1.28}' style="overflow:hidden;padding:0px 3px 0px 3px;vertical-align:bottom;text-align:center;">1.28</td> <td data-sheets-numberformat='{"1":2,"2":"0","3":1}' data-sheets-value='{"1":3,"3":64}' style="overflow:hidden;padding:0px 3px 0px 3px;vertical-align:bottom;text-align:center;">64</td> <td data-sheets-numberformat='{"1":2,"2":"0","3":1}' data-sheets-value='{"1":3,"3":54}' style="overflow:hidden;padding:0px 3px 0px 3px;vertical-align:bottom;text-align:center;">54</td> <td data-sheets-numberformat='{"1":2,"2":"0","3":1}' data-sheets-value='{"1":3,"3":23}' style="border-right:1px solid #000000;overflow:hidden;padding:0px 3px 0px 3px;vertical-align:bottom;text-align:center;">23</td> </tr> <tr style="height:20px;"> <td style="border-bottom:1px solid #000000;border-left:1px solid #000000;overflow:hidden;padding:0px 3px 0px 3px;vertical-align:bottom;"></td> <td data-sheets-value='{"1":2,"2":"Four-walled"}' style="border-bottom:1px solid #000000;overflow:hidden;padding:0px 3px 0px 3px;vertical-align:bottom;font-weight:bold;">Four-walled</td> <td data-sheets-value='{"1":2,"2":"Opal (H/H/O/H)"}' style="border-right:1px solid #000000;border-bottom:1px solid #000000;overflow:hidden;padding:0px 3px 0px 3px;vertical-align:bottom;font-weight:bold;">Opal (H/H/O/H)</td> <td data-sheets-numberformat='{"1":2,"2":"0.00","3":1}' data-sheets-value='{"1":3,"3":1.28}' style="border-bottom:1px solid #000000;overflow:hidden;padding:0px 3px 0px 3px;vertical-align:bottom;text-align:center;">1.28</td> <td data-sheets-numberformat='{"1":2,"2":"0","3":1}' data-sheets-value='{"1":3,"3":59}' style="border-bottom:1px solid #000000;overflow:hidden;padding:0px 3px 0px 3px;vertical-align:bottom;text-align:center;">59</td> <td data-sheets-numberformat='{"1":2,"2":"0","3":1}' data-sheets-value='{"1":3,"3":48}' style="border-bottom:1px solid #000000;overflow:hidden;padding:0px 3px 0px 3px;vertical-align:bottom;text-align:center;">48</td> <td data-sheets-numberformat='{"1":2,"2":"0","3":1}' data-sheets-value='{"1":3,"3":23}' style="border-right:1px solid #000000;border-bottom:1px solid #000000;overflow:hidden;padding:0px 3px 0px 3px;vertical-align:bottom;text-align:center;">23</td> </tr> <tr style="height:20px;"> <td data-sheets-value='{"1":2,"2":"Polycarbonate "}' style="border-left:1px solid #000000;overflow:hidden;padding:0px 3px 0px 3px;vertical-align:bottom;font-weight:bold;">Polycarbonate </td> <td data-sheets-value='{"1":2,"2":"Single-walled"}' style="overflow:hidden;padding:0px 3px 0px 3px;vertical-align:bottom;font-weight:bold;">Single-walled</td> <td data-sheets-value='{"1":2,"2":"Clear (A)"}' style="border-right:1px solid #000000;overflow:hidden;padding:0px 3px 0px 3px;vertical-align:bottom;font-weight:bold;">Clear (A)</td> <td data-sheets-numberformat='{"1":2,"2":"0.00","3":1}' data-sheets-value='{"1":3,"3":5.17}' style="overflow:hidden;padding:0px 3px 0px 3px;vertical-align:bottom;text-align:center;">5.17</td> <td data-sheets-numberformat='{"1":2,"2":"0","3":1}' data-sheets-value='{"1":3,"3":88}' style="overflow:hidden;padding:0px 3px 0px 3px;vertical-align:bottom;text-align:center;">88</td> <td data-sheets-numberformat='{"1":2,"2":"0","3":1}' data-sheets-value='{"1":3,"3":83}' style="overflow:hidden;padding:0px 3px 0px 3px;vertical-align:bottom;text-align:center;">83</td> <td data-sheets-numberformat='{"1":2,"2":"0","3":1}' data-sheets-value='{"1":2,"2":"-"}' style="border-right:1px solid #000000;overflow:hidden;padding:0px 3px 0px 3px;vertical-align:bottom;text-align:center;">-</td> </tr> <tr style="height:20px;"> <td data-sheets-value='{"1":2,"2":"PC"}' style="border-left:1px solid #000000;overflow:hidden;padding:0px 3px 0px 3px;vertical-align:bottom;font-weight:bold;">PC</td> <td data-sheets-value='{"1":2,"2":"Single-walled"}' style="overflow:hidden;padding:0px 3px 0px 3px;vertical-align:bottom;font-weight:bold;">Single-walled</td> <td data-sheets-value='{"1":2,"2":"Opal (D)"}' style="border-right:1px solid #000000;overflow:hidden;padding:0px 3px 0px 3px;vertical-align:bottom;font-weight:bold;">Opal (D)</td> <td data-sheets-numberformat='{"1":2,"2":"0.00","3":1}' data-sheets-value='{"1":3,"3":5.17}' style="overflow:hidden;padding:0px 3px 0px 3px;vertical-align:bottom;text-align:center;">5.17</td> <td data-sheets-numberformat='{"1":2,"2":"0","3":1}' data-sheets-value='{"1":3,"3":58}' style="overflow:hidden;padding:0px 3px 0px 3px;vertical-align:bottom;text-align:center;">58</td> <td data-sheets-numberformat='{"1":2,"2":"0","3":1}' data-sheets-value='{"1":3,"3":60}' style="overflow:hidden;padding:0px 3px 0px 3px;vertical-align:bottom;text-align:center;">60</td> <td data-sheets-numberformat='{"1":2,"2":"0","3":1}' data-sheets-value='{"1":2,"2":"-"}' style="border-right:1px solid #000000;overflow:hidden;padding:0px 3px 0px 3px;vertical-align:bottom;text-align:center;">-</td> </tr> <tr style="height:20px;"> <td style="border-left:1px solid #000000;overflow:hidden;padding:0px 3px 0px 3px;vertical-align:bottom;font-weight:bold;"></td> <td data-sheets-value='{"1":2,"2":"Double-walled"}' style="overflow:hidden;padding:0px 3px 0px 3px;vertical-align:bottom;font-weight:bold;">Double-walled</td> <td data-sheets-value='{"1":2,"2":"Clear (A/H)"}' style="border-right:1px solid #000000;overflow:hidden;padding:0px 3px 0px 3px;vertical-align:bottom;font-weight:bold;">Clear (A/H)</td> <td data-sheets-numberformat='{"1":2,"2":"0.00","3":1}' data-sheets-value='{"1":3,"3":2.9}' style="overflow:hidden;padding:0px 3px 0px 3px;vertical-align:bottom;text-align:center;">2.90</td> <td data-sheets-numberformat='{"1":2,"2":"0","3":1}' data-sheets-value='{"1":3,"3":79}' style="overflow:hidden;padding:0px 3px 0px 3px;vertical-align:bottom;text-align:center;">79</td> <td data-sheets-numberformat='{"1":2,"2":"0","3":1}' data-sheets-value='{"1":3,"3":72}' style="overflow:hidden;padding:0px 3px 0px 3px;vertical-align:bottom;text-align:center;">72</td> <td data-sheets-numberformat='{"1":2,"2":"0","3":1}' data-sheets-value='{"1":3,"3":20}' style="border-right:1px solid #000000;overflow:hidden;padding:0px 3px 0px 3px;vertical-align:bottom;text-align:center;">20</td> </tr> <tr style="height:20px;"> <td style="border-left:1px solid #000000;overflow:hidden;padding:0px 3px 0px 3px;vertical-align:bottom;font-weight:bold;"></td> <td data-sheets-value='{"1":2,"2":"Double-walled"}' style="overflow:hidden;padding:0px 3px 0px 3px;vertical-align:bottom;font-weight:bold;">Double-walled</td> <td data-sheets-value='{"1":2,"2":"Clear (A/A)"}' style="border-right:1px solid #000000;overflow:hidden;padding:0px 3px 0px 3px;vertical-align:bottom;font-weight:bold;">Clear (A/A)</td> <td data-sheets-numberformat='{"1":2,"2":"0.00","3":1}' data-sheets-value='{"1":3,"3":2.9}' style="overflow:hidden;padding:0px 3px 0px 3px;vertical-align:bottom;text-align:center;">2.90</td> <td data-sheets-numberformat='{"1":2,"2":"0","3":1}' data-sheets-value='{"1":3,"3":77}' style="overflow:hidden;padding:0px 3px 0px 3px;vertical-align:bottom;text-align:center;">77</td> <td data-sheets-numberformat='{"1":2,"2":"0","3":1}' data-sheets-value='{"1":3,"3":69}' style="overflow:hidden;padding:0px 3px 0px 3px;vertical-align:bottom;text-align:center;">69</td> <td data-sheets-numberformat='{"1":2,"2":"0","3":1}' data-sheets-value='{"1":3,"3":20}' style="border-right:1px solid #000000;overflow:hidden;padding:0px 3px 0px 3px;vertical-align:bottom;text-align:center;">20</td> </tr> <tr style="height:20px;"> <td style="border-left:1px solid #000000;overflow:hidden;padding:0px 3px 0px 3px;vertical-align:bottom;font-weight:bold;"></td> <td data-sheets-value='{"1":2,"2":"Double-walled"}' style="overflow:hidden;padding:0px 3px 0px 3px;vertical-align:bottom;font-weight:bold;">Double-walled</td> <td data-sheets-value='{"1":2,"2":"Opal (A/O)"}' style="border-right:1px solid #000000;overflow:hidden;padding:0px 3px 0px 3px;vertical-align:bottom;font-weight:bold;">Opal (A/O)</td> <td data-sheets-numberformat='{"1":2,"2":"0.00","3":1}' data-sheets-value='{"1":3,"3":2.9}' style="overflow:hidden;padding:0px 3px 0px 3px;vertical-align:bottom;text-align:center;">2.90</td> <td data-sheets-numberformat='{"1":2,"2":"0","3":1}' data-sheets-value='{"1":3,"3":73}' style="overflow:hidden;padding:0px 3px 0px 3px;vertical-align:bottom;text-align:center;">73</td> <td data-sheets-numberformat='{"1":2,"2":"0","3":1}' data-sheets-value='{"1":3,"3":63}' style="overflow:hidden;padding:0px 3px 0px 3px;vertical-align:bottom;text-align:center;">63</td> <td data-sheets-numberformat='{"1":2,"2":"0","3":1}' data-sheets-value='{"1":3,"3":20}' style="border-right:1px solid #000000;overflow:hidden;padding:0px 3px 0px 3px;vertical-align:bottom;text-align:center;">20</td> </tr> <tr style="height:20px;"> <td style="border-left:1px solid #000000;overflow:hidden;padding:0px 3px 0px 3px;vertical-align:bottom;font-weight:bold;"></td> <td data-sheets-value='{"1":2,"2":"Double-walled"}' style="overflow:hidden;padding:0px 3px 0px 3px;vertical-align:bottom;font-weight:bold;">Double-walled</td> <td data-sheets-value='{"1":2,"2":"Opal (A/D)"}' style="border-right:1px solid #000000;overflow:hidden;padding:0px 3px 0px 3px;vertical-align:bottom;font-weight:bold;">Opal (A/D)</td> <td data-sheets-numberformat='{"1":2,"2":"0.00","3":1}' data-sheets-value='{"1":3,"3":2.9}' style="overflow:hidden;padding:0px 3px 0px 3px;vertical-align:bottom;text-align:center;">2.90</td> <td data-sheets-numberformat='{"1":2,"2":"0","3":1}' data-sheets-value='{"1":3,"3":51}' style="overflow:hidden;padding:0px 3px 0px 3px;vertical-align:bottom;text-align:center;">51</td> <td data-sheets-numberformat='{"1":2,"2":"0","3":1}' data-sheets-value='{"1":3,"3":50}' style="overflow:hidden;padding:0px 3px 0px 3px;vertical-align:bottom;text-align:center;">50</td> <td data-sheets-numberformat='{"1":2,"2":"0","3":1}' data-sheets-value='{"1":3,"3":20}' style="border-right:1px solid #000000;overflow:hidden;padding:0px 3px 0px 3px;vertical-align:bottom;text-align:center;">20</td> </tr> <tr style="height:20px;"> <td style="border-left:1px solid #000000;overflow:hidden;padding:0px 3px 0px 3px;vertical-align:bottom;font-weight:bold;"></td> <td data-sheets-value='{"1":2,"2":"Triple-walled"}' style="overflow:hidden;padding:0px 3px 0px 3px;vertical-align:bottom;font-weight:bold;">Triple-walled</td> <td data-sheets-value='{"1":2,"2":"Clear (A/H/H)"}' style="border-right:1px solid #000000;overflow:hidden;padding:0px 3px 0px 3px;vertical-align:bottom;font-weight:bold;">Clear (A/H/H)</td> <td data-sheets-numberformat='{"1":2,"2":"0.00","3":1}' data-sheets-value='{"1":3,"3":1.7}' style="overflow:hidden;padding:0px 3px 0px 3px;vertical-align:bottom;text-align:center;">1.70</td> <td data-sheets-numberformat='{"1":2,"2":"0","3":1}' data-sheets-value='{"1":3,"3":71}' style="overflow:hidden;padding:0px 3px 0px 3px;vertical-align:bottom;text-align:center;">71</td> <td data-sheets-numberformat='{"1":2,"2":"0","3":1}' data-sheets-value='{"1":3,"3":63}' style="overflow:hidden;padding:0px 3px 0px 3px;vertical-align:bottom;text-align:center;">63</td> <td data-sheets-numberformat='{"1":2,"2":"0","3":1}' data-sheets-value='{"1":3,"3":22}' style="border-right:1px solid #000000;overflow:hidden;padding:0px 3px 0px 3px;vertical-align:bottom;text-align:center;">22</td> </tr> <tr style="height:20px;"> <td style="border-left:1px solid #000000;overflow:hidden;padding:0px 3px 0px 3px;vertical-align:bottom;font-weight:bold;"></td> <td data-sheets-value='{"1":2,"2":"Triple-walled"}' style="overflow:hidden;padding:0px 3px 0px 3px;vertical-align:bottom;font-weight:bold;">Triple-walled</td> <td data-sheets-value='{"1":2,"2":"Opal (A/O/O)"}' style="border-right:1px solid #000000;overflow:hidden;padding:0px 3px 0px 3px;vertical-align:bottom;font-weight:bold;">Opal (A/O/O)</td> <td data-sheets-numberformat='{"1":2,"2":"0.00","3":1}' data-sheets-value='{"1":3,"3":1.7}' style="overflow:hidden;padding:0px 3px 0px 3px;vertical-align:bottom;text-align:center;">1.70</td> <td data-sheets-numberformat='{"1":2,"2":"0","3":1}' data-sheets-value='{"1":3,"3":61}' style="overflow:hidden;padding:0px 3px 0px 3px;vertical-align:bottom;text-align:center;">61</td> <td data-sheets-numberformat='{"1":2,"2":"0","3":1}' data-sheets-value='{"1":3,"3":48}' style="overflow:hidden;padding:0px 3px 0px 3px;vertical-align:bottom;text-align:center;">48</td> <td data-sheets-numberformat='{"1":2,"2":"0","3":1}' data-sheets-value='{"1":3,"3":22}' style="border-right:1px solid #000000;overflow:hidden;padding:0px 3px 0px 3px;vertical-align:bottom;text-align:center;">22</td> </tr> <tr style="height:20px;"> <td style="border-left:1px solid #000000;overflow:hidden;padding:0px 3px 0px 3px;vertical-align:bottom;font-weight:bold;"></td> <td data-sheets-value='{"1":2,"2":"Four-walled"}' style="overflow:hidden;padding:0px 3px 0px 3px;vertical-align:bottom;font-weight:bold;">Four-walled</td> <td data-sheets-value='{"1":2,"2":"Clear (A/H/H/H)"}' style="border-right:1px solid #000000;overflow:hidden;padding:0px 3px 0px 3px;vertical-align:bottom;font-weight:bold;">Clear (A/H/H/H)</td> <td data-sheets-numberformat='{"1":2,"2":"0.00","3":1}' data-sheets-value='{"1":3,"3":1.28}' style="overflow:hidden;padding:0px 3px 0px 3px;vertical-align:bottom;text-align:center;">1.28</td> <td data-sheets-numberformat='{"1":2,"2":"0","3":1}' data-sheets-value='{"1":3,"3":64}' style="overflow:hidden;padding:0px 3px 0px 3px;vertical-align:bottom;text-align:center;">64</td> <td data-sheets-numberformat='{"1":2,"2":"0","3":1}' data-sheets-value='{"1":3,"3":52}' style="overflow:hidden;padding:0px 3px 0px 3px;vertical-align:bottom;text-align:center;">52</td> <td data-sheets-numberformat='{"1":2,"2":"0","3":1}' data-sheets-value='{"1":3,"3":23}' style="border-right:1px solid #000000;overflow:hidden;padding:0px 3px 0px 3px;vertical-align:bottom;text-align:center;">23</td> </tr> <tr style="height:20px;"> <td style="border-bottom:1px solid #000000;border-left:1px solid #000000;overflow:hidden;padding:0px 3px 0px 3px;vertical-align:bottom;"></td> <td data-sheets-value='{"1":2,"2":"Four-walled"}' style="border-bottom:1px solid #000000;overflow:hidden;padding:0px 3px 0px 3px;vertical-align:bottom;font-weight:bold;">Four-walled</td> <td data-sheets-value='{"1":2,"2":"Opal (A/H/O/H)"}' style="border-right:1px solid #000000;border-bottom:1px solid #000000;overflow:hidden;padding:0px 3px 0px 3px;vertical-align:bottom;font-weight:bold;">Opal (A/H/O/H)</td> <td data-sheets-numberformat='{"1":2,"2":"0.00","3":1}' data-sheets-value='{"1":3,"3":1.28}' style="border-bottom:1px solid #000000;overflow:hidden;padding:0px 3px 0px 3px;vertical-align:bottom;text-align:center;">1.28</td> <td data-sheets-numberformat='{"1":2,"2":"0","3":1}' data-sheets-value='{"1":3,"3":59}' style="border-bottom:1px solid #000000;overflow:hidden;padding:0px 3px 0px 3px;vertical-align:bottom;text-align:center;">59</td> <td data-sheets-numberformat='{"1":2,"2":"0","3":1}' data-sheets-value='{"1":3,"3":46}' style="border-bottom:1px solid #000000;overflow:hidden;padding:0px 3px 0px 3px;vertical-align:bottom;text-align:center;">46</td> <td data-sheets-numberformat='{"1":2,"2":"0","3":1}' data-sheets-value='{"1":3,"3":23}' style="border-right:1px solid #000000;border-bottom:1px solid #000000;overflow:hidden;padding:0px 3px 0px 3px;vertical-align:bottom;text-align:center;">23</td> </tr> <tr style="height:20px;"> <td data-sheets-value='{"1":2,"2":"Polycarbonate"}' style="border-left:1px solid #000000;overflow:hidden;padding:0px 3px 0px 3px;vertical-align:bottom;font-weight:bold;">Polycarbonate</td> <td data-sheets-value='{"1":2,"2":"Single-walled"}' style="overflow:hidden;padding:0px 3px 0px 3px;vertical-align:bottom;font-weight:bold;">Single-walled</td> <td data-sheets-value='{"1":2,"2":"Heatstop Opal (T)"}' style="border-right:1px solid #000000;overflow:hidden;padding:0px 3px 0px 3px;vertical-align:bottom;font-weight:bold;">Heatstop Opal (T)</td> <td data-sheets-numberformat='{"1":2,"2":"0.00","3":1}' data-sheets-value='{"1":3,"3":5.17}' style="overflow:hidden;padding:0px 3px 0px 3px;vertical-align:bottom;text-align:center;">5.17</td> <td data-sheets-numberformat='{"1":2,"2":"0","3":1}' data-sheets-value='{"1":3,"3":49}' style="overflow:hidden;padding:0px 3px 0px 3px;vertical-align:bottom;text-align:center;">49</td> <td data-sheets-numberformat='{"1":2,"2":"0","3":1}' data-sheets-value='{"1":3,"3":59}' style="overflow:hidden;padding:0px 3px 0px 3px;vertical-align:bottom;text-align:center;">59</td> <td data-sheets-numberformat='{"1":2,"2":"0","3":1}' data-sheets-value='{"1":2,"2":"-"}' style="border-right:1px solid #000000;overflow:hidden;padding:0px 3px 0px 3px;vertical-align:bottom;text-align:center;">-</td> </tr> <tr style="height:20px;"> <td data-sheets-value='{"1":2,"2":"Heatstop PC"}' style="border-left:1px solid #000000;overflow:hidden;padding:0px 3px 0px 3px;vertical-align:bottom;font-weight:bold;">Heatstop PC</td> <td data-sheets-value='{"1":2,"2":"Double-walled"}' style="overflow:hidden;padding:0px 3px 0px 3px;vertical-align:bottom;font-weight:bold;">Double-walled</td> <td data-sheets-value='{"1":2,"2":"Clear (T/H)"}' style="border-right:1px solid #000000;overflow:hidden;padding:0px 3px 0px 3px;vertical-align:bottom;font-weight:bold;">Clear (T/H)</td> <td data-sheets-numberformat='{"1":2,"2":"0.00","3":1}' data-sheets-value='{"1":3,"3":2.9}' style="overflow:hidden;padding:0px 3px 0px 3px;vertical-align:bottom;text-align:center;">2.90</td> <td data-sheets-numberformat='{"1":2,"2":"0","3":1}' data-sheets-value='{"1":3,"3":44}' style="overflow:hidden;padding:0px 3px 0px 3px;vertical-align:bottom;text-align:center;">44</td> <td data-sheets-numberformat='{"1":2,"2":"0","3":1}' data-sheets-value='{"1":3,"3":51}' style="overflow:hidden;padding:0px 3px 0px 3px;vertical-align:bottom;text-align:center;">51</td> <td data-sheets-numberformat='{"1":2,"2":"0","3":1}' data-sheets-value='{"1":3,"3":20}' style="border-right:1px solid #000000;overflow:hidden;padding:0px 3px 0px 3px;vertical-align:bottom;text-align:center;">20</td> </tr> <tr style="height:20px;"> <td style="border-left:1px solid #000000;overflow:hidden;padding:0px 3px 0px 3px;vertical-align:bottom;font-weight:bold;"></td> <td data-sheets-value='{"1":2,"2":"Double-walled"}' style="overflow:hidden;padding:0px 3px 0px 3px;vertical-align:bottom;font-weight:bold;">Double-walled</td> <td data-sheets-value='{"1":2,"2":"Opal (T/O)"}' style="border-right:1px solid #000000;overflow:hidden;padding:0px 3px 0px 3px;vertical-align:bottom;font-weight:bold;">Opal (T/O)</td> <td data-sheets-numberformat='{"1":2,"2":"0.00","3":1}' data-sheets-value='{"1":3,"3":2.9}' style="overflow:hidden;padding:0px 3px 0px 3px;vertical-align:bottom;text-align:center;">2.90</td> <td data-sheets-numberformat='{"1":2,"2":"0","3":1}' data-sheets-value='{"1":3,"3":41}' style="overflow:hidden;padding:0px 3px 0px 3px;vertical-align:bottom;text-align:center;">41</td> <td data-sheets-numberformat='{"1":2,"2":"0","3":1}' data-sheets-value='{"1":3,"3":45}' style="overflow:hidden;padding:0px 3px 0px 3px;vertical-align:bottom;text-align:center;">45</td> <td data-sheets-numberformat='{"1":2,"2":"0","3":1}' data-sheets-value='{"1":3,"3":20}' style="border-right:1px solid #000000;overflow:hidden;padding:0px 3px 0px 3px;vertical-align:bottom;text-align:center;">20</td> </tr> <tr style="height:20px;"> <td style="border-left:1px solid #000000;overflow:hidden;padding:0px 3px 0px 3px;vertical-align:bottom;font-weight:bold;"></td> <td data-sheets-value='{"1":2,"2":"Triple-walled"}' style="overflow:hidden; | skylux-160-ce-met-koepel-en-metaalopstand-met-lm-motor-en-windvang-1000-x-2200-mm | 8586005512525 | 46872289870157
Smoke and heat exhaust (SHEV) | SHE system | Skylux | Skylux 160° CE with skylight and metal curb with LM-actuator and spoiler 1000 x 2300 mm |  | 31941 | 5412970319412 | 4969.5 | Yes | 30-45 | 108.02 | 1000 x 2300 mm | 2300 | 1000 |  | metal curb M30 (30 cm high) | Rectangular | 5.17 W/m²K - 1.28 W/m²K | 87% - 32% | 90% - 32% | 20dB - 23dB | 160° CE (for industry) | skylight | with spoiler | E | Single actuator | Maximum four-walled skylight possible for this product | Ut-value LT-value g-value Rw-value EN 1873 : 2014 EN ISO 13468 EN 16153 EN 410 EN 410 EN ISO 140-3 Material Walls Shells (W/m²K) (%) (%) (dB) Acrylic Single-walled Clear (H) 5.17 90 87 - PMMA Single-walled Opal (O) 5.17 83 76 - Double-walled Clear (H/H) 2.90 81 75 20 Double-walled Opal (O/O) 2.90 69 58 20 Triple-walled Clear (H/H/H) 1.70 73 65 22 Triple-walled Opal (O/H/O) 1.70 62 51 22 Four-walled Clear (H/H/H/H) 1.28 64 54 23 Four-walled Opal (H/H/O/H) 1.28 59 48 23 Polycarbonate Single-walled Clear (A) 5.17 88 83 - PC Single-walled Opal (D) 5.17 58 60 - Double-walled Clear (A/H) 2.90 79 72 20 Double-walled Clear (A/A) 2.90 77 69 20 Double-walled Opal (A/O) 2.90 73 63 20 Double-walled Opal (A/D) 2.90 51 50 20 Triple-walled Clear (A/H/H) 1.70 71 63 22 Triple-walled Opal (A/O/O) 1.70 61 48 22 Four-walled Clear (A/H/H/H) 1.28 64 52 23 Four-walled Opal (A/H/O/H) 1.28 59 46 23 Polycarbonate Single-walled Heatstop Opal (T) 5.17 49 59 - Heatstop PC Double-walled Clear (T/H) 2.90 44 51 20 Double-walled Opal (T/O) 2.90 41 45 20 Triple-walled Clear (T/H/H) 1.70 40 <td data-sheets-numberformat='{"1":2,"2":"0","3":1}' data-sheets-value='{"1":3,"3":44}' style="overflow:hidden;paddin | https://skylux.eu/en/products/skylux-160-ce-met-koepel-en-metaalopstand-met-lm-motor-en-windvang-1000-x-2300-mm | https://skylux.eu/cdn/shop/files/Skylux-160deg-CE-met-koepel-en-metaalopstand-met-LM-motor-en-windvang-1000-x-2300-mm-RWA-systeem.jpg?v=1702977520&width=1600 | https://skylux.eu/cdn/shop/files/e5a82811-1bb0-48e4-a776-cacb59c7c092_46aa841d-9c44-4667-a26d-993dd9134a0e.jpg?v=1688550399&width=1600 | //skylux.eu/cdn/shop/files/E_MH_Mounting_instructions_Skylux_160_CE_LM.pdf?v=12406716259046007223 | //skylux.eu/cdn/shop/files/E_TD_Technical_File_Skylux_Skylux_160_CE_Electric.pdf?v=3667116872303399239 | <style type="text/css" id="isPasted"> <!--td { border: 1px solid #cccccc; } br { mso-data-placement: same-cell; } --> </style> <table border="1" cellpadding="0" cellspacing="0" dir="ltr" style="table-layout:fixed;font-size:10pt;font-family:Arial;border-collapse:collapse;border:none;"><tbody> <tr style="height:20px;"> <td style="overflow:hidden;padding:0px 3px 0px 3px;vertical-align:bottom;"></td> <td style="overflow:hidden;padding:0px 3px 0px 3px;vertical-align:bottom;"></td> <td style="overflow:hidden;padding:0px 3px 0px 3px;vertical-align:bottom;"></td> <td data-sheets-value='{"1":2,"2":"Ut-value"}' style="overflow:hidden;padding:0px 3px 0px 3px;vertical-align:bottom;font-weight:bold;text-align:center;">Ut-value</td> <td data-sheets-value='{"1":2,"2":"LT-value"}' style="overflow:hidden;padding:0px 3px 0px 3px;vertical-align:bottom;font-weight:bold;text-align:center;">LT-value</td> <td data-sheets-value='{"1":2,"2":"g-value"}' style="overflow:hidden;padding:0px 3px 0px 3px;vertical-align:bottom;font-weight:bold;text-align:center;">g-value</td> <td data-sheets-value='{"1":2,"2":"Rw-value "}' style="overflow:hidden;padding:0px 3px 0px 3px;vertical-align:bottom;font-weight:bold;text-align:center;">Rw-value </td> </tr> <tr style="height:20px;"> <td style="overflow:hidden;padding:0px 3px 0px 3px;vertical-align:bottom;"></td> <td style="overflow:hidden;padding:0px 3px 0px 3px;vertical-align:bottom;"></td> <td style="overflow:hidden;padding:0px 3px 0px 3px;vertical-align:bottom;"></td> <td data-sheets-numberformat='{"1":2,"2":"0.00","3":1}' data-sheets-value='{"1":2,"2":"EN 1873 : 2014"}' style="overflow:hidden;padding:0px 3px 0px 3px;vertical-align:bottom;text-align:center;">EN 1873 : 2014</td> <td data-sheets-numberformat='{"1":2,"2":"0","3":1}' data-sheets-value='{"1":2,"2":"EN ISO 13468 EN 16153 EN 410"}' style="overflow:hidden;padding:0px 3px 0px 3px;vertical-align:bottom;text-align:center;">EN ISO 13468 EN 16153 EN 410</td> <td data-sheets-numberformat='{"1":2,"2":"0","3":1}' data-sheets-value='{"1":2,"2":"EN 410"}' style="overflow:hidden;padding:0px 3px 0px 3px;vertical-align:bottom;text-align:center;">EN 410</td> <td data-sheets-value='{"1":2,"2":"EN ISO 140-3\t\t"}' style="overflow:hidden;padding:0px 3px 0px 3px;vertical-align:bottom;text-align:center;">EN ISO 140-3 </td> </tr> <tr style="height:20px;"> <td data-sheets-value='{"1":2,"2":"Material"}' style="border-bottom:1px solid #000000;overflow:hidden;padding:0px 3px 0px 3px;vertical-align:bottom;background-color:#000000;font-weight:bold;color:#ffffff;">Material</td> <td data-sheets-value='{"1":2,"2":"Walls"}' style="border-bottom:1px solid #000000;overflow:hidden;padding:0px 3px 0px 3px;vertical-align:bottom;background-color:#000000;font-weight:bold;color:#ffffff;">Walls</td> <td data-sheets-value='{"1":2,"2":"Shells"}' style="border-bottom:1px solid #000000;overflow:hidden;padding:0px 3px 0px 3px;vertical-align:bottom;background-color:#000000;font-weight:bold;color:#ffffff;">Shells</td> <td data-sheets-numberformat='{"1":2,"2":"0.00","3":1}' data-sheets-value='{"1":2,"2":"(W/m²K)\t"}' style="border-bottom:1px solid #000000;overflow:hidden;padding:0px 3px 0px 3px;vertical-align:bottom;background-color:#000000;font-weight:bold;color:#ffffff;text-align:center;">(W/m²K) </td> <td data-sheets-numberformat='{"1":2,"2":"0","3":1}' data-sheets-value='{"1":2,"2":"(%)"}' style="border-bottom:1px solid #000000;overflow:hidden;padding:0px 3px 0px 3px;vertical-align:bottom;background-color:#000000;font-weight:bold;color:#ffffff;text-align:center;">(%)</td> <td data-sheets-numberformat='{"1":2,"2":"0","3":1}' data-sheets-value='{"1":2,"2":"(%)"}' style="border-bottom:1px solid #000000;overflow:hidden;padding:0px 3px 0px 3px;vertical-align:bottom;background-color:#000000;font-weight:bold;color:#ffffff;text-align:center;">(%)</td> <td data-sheets-value='{"1":2,"2":"(dB)"}' style="border-bottom:1px solid #000000;overflow:hidden;padding:0px 3px 0px 3px;vertical-align:bottom;background-color:#000000;font-weight:bold;color:#ffffff;text-align:center;">(dB)</td> </tr> <tr style="height:20px;"> <td data-sheets-value='{"1":2,"2":"Acrylic"}' style="border-left:1px solid #000000;overflow:hidden;padding:0px 3px 0px 3px;vertical-align:bottom;font-weight:bold;">Acrylic</td> <td data-sheets-value='{"1":2,"2":"Single-walled"}' style="overflow:hidden;padding:0px 3px 0px 3px;vertical-align:bottom;font-weight:bold;">Single-walled</td> <td data-sheets-value='{"1":2,"2":"Clear (H)"}' style="border-right:1px solid #000000;overflow:hidden;padding:0px 3px 0px 3px;vertical-align:bottom;font-weight:bold;">Clear (H)</td> <td data-sheets-numberformat='{"1":2,"2":"0.00","3":1}' data-sheets-value='{"1":3,"3":5.17}' style="overflow:hidden;padding:0px 3px 0px 3px;vertical-align:bottom;text-align:center;">5.17</td> <td data-sheets-numberformat='{"1":2,"2":"0","3":1}' data-sheets-value='{"1":3,"3":90}' style="overflow:hidden;padding:0px 3px 0px 3px;vertical-align:bottom;text-align:center;">90</td> <td data-sheets-numberformat='{"1":2,"2":"0","3":1}' data-sheets-value='{"1":3,"3":87}' style="overflow:hidden;padding:0px 3px 0px 3px;vertical-align:bottom;text-align:center;">87</td> <td data-sheets-numberformat='{"1":2,"2":"0","3":1}' data-sheets-value='{"1":2,"2":"-"}' style="border-right:1px solid #000000;overflow:hidden;padding:0px 3px 0px 3px;vertical-align:bottom;text-align:center;">-</td> </tr> <tr style="height:20px;"> <td data-sheets-value='{"1":2,"2":"PMMA"}' style="border-left:1px solid #000000;overflow:hidden;padding:0px 3px 0px 3px;vertical-align:bottom;font-weight:bold;">PMMA</td> <td data-sheets-value='{"1":2,"2":"Single-walled"}' style="overflow:hidden;padding:0px 3px 0px 3px;vertical-align:bottom;font-weight:bold;">Single-walled</td> <td data-sheets-value='{"1":2,"2":"Opal (O)"}' style="border-right:1px solid #000000;overflow:hidden;padding:0px 3px 0px 3px;vertical-align:bottom;font-weight:bold;">Opal (O)</td> <td data-sheets-numberformat='{"1":2,"2":"0.00","3":1}' data-sheets-value='{"1":3,"3":5.17}' style="overflow:hidden;padding:0px 3px 0px 3px;vertical-align:bottom;text-align:center;">5.17</td> <td data-sheets-numberformat='{"1":2,"2":"0","3":1}' data-sheets-value='{"1":3,"3":83}' style="overflow:hidden;padding:0px 3px 0px 3px;vertical-align:bottom;text-align:center;">83</td> <td data-sheets-numberformat='{"1":2,"2":"0","3":1}' data-sheets-value='{"1":3,"3":76}' style="overflow:hidden;padding:0px 3px 0px 3px;vertical-align:bottom;text-align:center;">76</td> <td data-sheets-numberformat='{"1":2,"2":"0","3":1}' data-sheets-value='{"1":2,"2":"-"}' style="border-right:1px solid #000000;overflow:hidden;padding:0px 3px 0px 3px;vertical-align:bottom;text-align:center;">-</td> </tr> <tr style="height:20px;"> <td style="border-left:1px solid #000000;overflow:hidden;padding:0px 3px 0px 3px;vertical-align:bottom;font-weight:bold;"></td> <td data-sheets-value='{"1":2,"2":"Double-walled"}' style="overflow:hidden;padding:0px 3px 0px 3px;vertical-align:bottom;font-weight:bold;">Double-walled</td> <td data-sheets-value='{"1":2,"2":"Clear (H/H)"}' style="border-right:1px solid #000000;overflow:hidden;padding:0px 3px 0px 3px;vertical-align:bottom;font-weight:bold;">Clear (H/H)</td> <td data-sheets-numberformat='{"1":2,"2":"0.00","3":1}' data-sheets-value='{"1":3,"3":2.9}' style="overflow:hidden;padding:0px 3px 0px 3px;vertical-align:bottom;text-align:center;">2.90</td> <td data-sheets-numberformat='{"1":2,"2":"0","3":1}' data-sheets-value='{"1":3,"3":81}' style="overflow:hidden;padding:0px 3px 0px 3px;vertical-align:bottom;text-align:center;">81</td> <td data-sheets-numberformat='{"1":2,"2":"0","3":1}' data-sheets-value='{"1":3,"3":75}' style="overflow:hidden;padding:0px 3px 0px 3px;vertical-align:bottom;text-align:center;">75</td> <td data-sheets-numberformat='{"1":2,"2":"0","3":1}' data-sheets-value='{"1":3,"3":20}' style="border-right:1px solid #000000;overflow:hidden;padding:0px 3px 0px 3px;vertical-align:bottom;text-align:center;">20</td> </tr> <tr style="height:20px;"> <td style="border-left:1px solid #000000;overflow:hidden;padding:0px 3px 0px 3px;vertical-align:bottom;font-weight:bold;"></td> <td data-sheets-value='{"1":2,"2":"Double-walled"}' style="overflow:hidden;padding:0px 3px 0px 3px;vertical-align:bottom;font-weight:bold;">Double-walled</td> <td data-sheets-value='{"1":2,"2":"Opal (O/O)"}' style="border-right:1px solid #000000;overflow:hidden;padding:0px 3px 0px 3px;vertical-align:bottom;font-weight:bold;">Opal (O/O)</td> <td data-sheets-numberformat='{"1":2,"2":"0.00","3":1}' data-sheets-value='{"1":3,"3":2.9}' style="overflow:hidden;padding:0px 3px 0px 3px;vertical-align:bottom;text-align:center;">2.90</td> <td data-sheets-numberformat='{"1":2,"2":"0","3":1}' data-sheets-value='{"1":3,"3":69}' style="overflow:hidden;padding:0px 3px 0px 3px;vertical-align:bottom;text-align:center;">69</td> <td data-sheets-numberformat='{"1":2,"2":"0","3":1}' data-sheets-value='{"1":3,"3":58}' style="overflow:hidden;padding:0px 3px 0px 3px;vertical-align:bottom;text-align:center;">58</td> <td data-sheets-numberformat='{"1":2,"2":"0","3":1}' data-sheets-value='{"1":3,"3":20}' style="border-right:1px solid #000000;overflow:hidden;padding:0px 3px 0px 3px;vertical-align:bottom;text-align:center;">20</td> </tr> <tr style="height:20px;"> <td style="border-left:1px solid #000000;overflow:hidden;padding:0px 3px 0px 3px;vertical-align:bottom;font-weight:bold;"></td> <td data-sheets-value='{"1":2,"2":"Triple-walled"}' style="overflow:hidden;padding:0px 3px 0px 3px;vertical-align:bottom;font-weight:bold;">Triple-walled</td> <td data-sheets-value='{"1":2,"2":"Clear (H/H/H)"}' style="border-right:1px solid #000000;overflow:hidden;padding:0px 3px 0px 3px;vertical-align:bottom;font-weight:bold;">Clear (H/H/H)</td> <td data-sheets-numberformat='{"1":2,"2":"0.00","3":1}' data-sheets-value='{"1":3,"3":1.7}' style="overflow:hidden;padding:0px 3px 0px 3px;vertical-align:bottom;text-align:center;">1.70</td> <td data-sheets-numberformat='{"1":2,"2":"0","3":1}' data-sheets-value='{"1":3,"3":73}' style="overflow:hidden;padding:0px 3px 0px 3px;vertical-align:bottom;text-align:center;">73</td> <td data-sheets-numberformat='{"1":2,"2":"0","3":1}' data-sheets-value='{"1":3,"3":65}' style="overflow:hidden;padding:0px 3px 0px 3px;vertical-align:bottom;text-align:center;">65</td> <td data-sheets-numberformat='{"1":2,"2":"0","3":1}' data-sheets-value='{"1":3,"3":22}' style="border-right:1px solid #000000;overflow:hidden;padding:0px 3px 0px 3px;vertical-align:bottom;text-align:center;">22</td> </tr> <tr style="height:20px;"> <td style="border-left:1px solid #000000;overflow:hidden;padding:0px 3px 0px 3px;vertical-align:bottom;font-weight:bold;"></td> <td data-sheets-value='{"1":2,"2":"Triple-walled"}' style="overflow:hidden;padding:0px 3px 0px 3px;vertical-align:bottom;font-weight:bold;">Triple-walled</td> <td data-sheets-value='{"1":2,"2":"Opal (O/H/O)"}' style="border-right:1px solid #000000;overflow:hidden;padding:0px 3px 0px 3px;vertical-align:bottom;font-weight:bold;">Opal (O/H/O)</td> <td data-sheets-numberformat='{"1":2,"2":"0.00","3":1}' data-sheets-value='{"1":3,"3":1.7}' style="overflow:hidden;padding:0px 3px 0px 3px;vertical-align:bottom;text-align:center;">1.70</td> <td data-sheets-numberformat='{"1":2,"2":"0","3":1}' data-sheets-value='{"1":3,"3":62}' style="overflow:hidden;padding:0px 3px 0px 3px;vertical-align:bottom;text-align:center;">62</td> <td data-sheets-numberformat='{"1":2,"2":"0","3":1}' data-sheets-value='{"1":3,"3":51}' style="overflow:hidden;padding:0px 3px 0px 3px;vertical-align:bottom;text-align:center;">51</td> <td data-sheets-numberformat='{"1":2,"2":"0","3":1}' data-sheets-value='{"1":3,"3":22}' style="border-right:1px solid #000000;overflow:hidden;padding:0px 3px 0px 3px;vertical-align:bottom;text-align:center;">22</td> </tr> <tr style="height:20px;"> <td style="border-left:1px solid #000000;overflow:hidden;padding:0px 3px 0px 3px;vertical-align:bottom;font-weight:bold;"></td> <td data-sheets-value='{"1":2,"2":"Four-walled"}' style="overflow:hidden;padding:0px 3px 0px 3px;vertical-align:bottom;font-weight:bold;">Four-walled</td> <td data-sheets-value='{"1":2,"2":"Clear (H/H/H/H)"}' style="border-right:1px solid #000000;overflow:hidden;padding:0px 3px 0px 3px;vertical-align:bottom;font-weight:bold;">Clear (H/H/H/H)</td> <td data-sheets-numberformat='{"1":2,"2":"0.00","3":1}' data-sheets-value='{"1":3,"3":1.28}' style="overflow:hidden;padding:0px 3px 0px 3px;vertical-align:bottom;text-align:center;">1.28</td> <td data-sheets-numberformat='{"1":2,"2":"0","3":1}' data-sheets-value='{"1":3,"3":64}' style="overflow:hidden;padding:0px 3px 0px 3px;vertical-align:bottom;text-align:center;">64</td> <td data-sheets-numberformat='{"1":2,"2":"0","3":1}' data-sheets-value='{"1":3,"3":54}' style="overflow:hidden;padding:0px 3px 0px 3px;vertical-align:bottom;text-align:center;">54</td> <td data-sheets-numberformat='{"1":2,"2":"0","3":1}' data-sheets-value='{"1":3,"3":23}' style="border-right:1px solid #000000;overflow:hidden;padding:0px 3px 0px 3px;vertical-align:bottom;text-align:center;">23</td> </tr> <tr style="height:20px;"> <td style="border-bottom:1px solid #000000;border-left:1px solid #000000;overflow:hidden;padding:0px 3px 0px 3px;vertical-align:bottom;"></td> <td data-sheets-value='{"1":2,"2":"Four-walled"}' style="border-bottom:1px solid #000000;overflow:hidden;padding:0px 3px 0px 3px;vertical-align:bottom;font-weight:bold;">Four-walled</td> <td data-sheets-value='{"1":2,"2":"Opal (H/H/O/H)"}' style="border-right:1px solid #000000;border-bottom:1px solid #000000;overflow:hidden;padding:0px 3px 0px 3px;vertical-align:bottom;font-weight:bold;">Opal (H/H/O/H)</td> <td data-sheets-numberformat='{"1":2,"2":"0.00","3":1}' data-sheets-value='{"1":3,"3":1.28}' style="border-bottom:1px solid #000000;overflow:hidden;padding:0px 3px 0px 3px;vertical-align:bottom;text-align:center;">1.28</td> <td data-sheets-numberformat='{"1":2,"2":"0","3":1}' data-sheets-value='{"1":3,"3":59}' style="border-bottom:1px solid #000000;overflow:hidden;padding:0px 3px 0px 3px;vertical-align:bottom;text-align:center;">59</td> <td data-sheets-numberformat='{"1":2,"2":"0","3":1}' data-sheets-value='{"1":3,"3":48}' style="border-bottom:1px solid #000000;overflow:hidden;padding:0px 3px 0px 3px;vertical-align:bottom;text-align:center;">48</td> <td data-sheets-numberformat='{"1":2,"2":"0","3":1}' data-sheets-value='{"1":3,"3":23}' style="border-right:1px solid #000000;border-bottom:1px solid #000000;overflow:hidden;padding:0px 3px 0px 3px;vertical-align:bottom;text-align:center;">23</td> </tr> <tr style="height:20px;"> <td data-sheets-value='{"1":2,"2":"Polycarbonate "}' style="border-left:1px solid #000000;overflow:hidden;padding:0px 3px 0px 3px;vertical-align:bottom;font-weight:bold;">Polycarbonate </td> <td data-sheets-value='{"1":2,"2":"Single-walled"}' style="overflow:hidden;padding:0px 3px 0px 3px;vertical-align:bottom;font-weight:bold;">Single-walled</td> <td data-sheets-value='{"1":2,"2":"Clear (A)"}' style="border-right:1px solid #000000;overflow:hidden;padding:0px 3px 0px 3px;vertical-align:bottom;font-weight:bold;">Clear (A)</td> <td data-sheets-numberformat='{"1":2,"2":"0.00","3":1}' data-sheets-value='{"1":3,"3":5.17}' style="overflow:hidden;padding:0px 3px 0px 3px;vertical-align:bottom;text-align:center;">5.17</td> <td data-sheets-numberformat='{"1":2,"2":"0","3":1}' data-sheets-value='{"1":3,"3":88}' style="overflow:hidden;padding:0px 3px 0px 3px;vertical-align:bottom;text-align:center;">88</td> <td data-sheets-numberformat='{"1":2,"2":"0","3":1}' data-sheets-value='{"1":3,"3":83}' style="overflow:hidden;padding:0px 3px 0px 3px;vertical-align:bottom;text-align:center;">83</td> <td data-sheets-numberformat='{"1":2,"2":"0","3":1}' data-sheets-value='{"1":2,"2":"-"}' style="border-right:1px solid #000000;overflow:hidden;padding:0px 3px 0px 3px;vertical-align:bottom;text-align:center;">-</td> </tr> <tr style="height:20px;"> <td data-sheets-value='{"1":2,"2":"PC"}' style="border-left:1px solid #000000;overflow:hidden;padding:0px 3px 0px 3px;vertical-align:bottom;font-weight:bold;">PC</td> <td data-sheets-value='{"1":2,"2":"Single-walled"}' style="overflow:hidden;padding:0px 3px 0px 3px;vertical-align:bottom;font-weight:bold;">Single-walled</td> <td data-sheets-value='{"1":2,"2":"Opal (D)"}' style="border-right:1px solid #000000;overflow:hidden;padding:0px 3px 0px 3px;vertical-align:bottom;font-weight:bold;">Opal (D)</td> <td data-sheets-numberformat='{"1":2,"2":"0.00","3":1}' data-sheets-value='{"1":3,"3":5.17}' style="overflow:hidden;padding:0px 3px 0px 3px;vertical-align:bottom;text-align:center;">5.17</td> <td data-sheets-numberformat='{"1":2,"2":"0","3":1}' data-sheets-value='{"1":3,"3":58}' style="overflow:hidden;padding:0px 3px 0px 3px;vertical-align:bottom;text-align:center;">58</td> <td data-sheets-numberformat='{"1":2,"2":"0","3":1}' data-sheets-value='{"1":3,"3":60}' style="overflow:hidden;padding:0px 3px 0px 3px;vertical-align:bottom;text-align:center;">60</td> <td data-sheets-numberformat='{"1":2,"2":"0","3":1}' data-sheets-value='{"1":2,"2":"-"}' style="border-right:1px solid #000000;overflow:hidden;padding:0px 3px 0px 3px;vertical-align:bottom;text-align:center;">-</td> </tr> <tr style="height:20px;"> <td style="border-left:1px solid #000000;overflow:hidden;padding:0px 3px 0px 3px;vertical-align:bottom;font-weight:bold;"></td> <td data-sheets-value='{"1":2,"2":"Double-walled"}' style="overflow:hidden;padding:0px 3px 0px 3px;vertical-align:bottom;font-weight:bold;">Double-walled</td> <td data-sheets-value='{"1":2,"2":"Clear (A/H)"}' style="border-right:1px solid #000000;overflow:hidden;padding:0px 3px 0px 3px;vertical-align:bottom;font-weight:bold;">Clear (A/H)</td> <td data-sheets-numberformat='{"1":2,"2":"0.00","3":1}' data-sheets-value='{"1":3,"3":2.9}' style="overflow:hidden;padding:0px 3px 0px 3px;vertical-align:bottom;text-align:center;">2.90</td> <td data-sheets-numberformat='{"1":2,"2":"0","3":1}' data-sheets-value='{"1":3,"3":79}' style="overflow:hidden;padding:0px 3px 0px 3px;vertical-align:bottom;text-align:center;">79</td> <td data-sheets-numberformat='{"1":2,"2":"0","3":1}' data-sheets-value='{"1":3,"3":72}' style="overflow:hidden;padding:0px 3px 0px 3px;vertical-align:bottom;text-align:center;">72</td> <td data-sheets-numberformat='{"1":2,"2":"0","3":1}' data-sheets-value='{"1":3,"3":20}' style="border-right:1px solid #000000;overflow:hidden;padding:0px 3px 0px 3px;vertical-align:bottom;text-align:center;">20</td> </tr> <tr style="height:20px;"> <td style="border-left:1px solid #000000;overflow:hidden;padding:0px 3px 0px 3px;vertical-align:bottom;font-weight:bold;"></td> <td data-sheets-value='{"1":2,"2":"Double-walled"}' style="overflow:hidden;padding:0px 3px 0px 3px;vertical-align:bottom;font-weight:bold;">Double-walled</td> <td data-sheets-value='{"1":2,"2":"Clear (A/A)"}' style="border-right:1px solid #000000;overflow:hidden;padding:0px 3px 0px 3px;vertical-align:bottom;font-weight:bold;">Clear (A/A)</td> <td data-sheets-numberformat='{"1":2,"2":"0.00","3":1}' data-sheets-value='{"1":3,"3":2.9}' style="overflow:hidden;padding:0px 3px 0px 3px;vertical-align:bottom;text-align:center;">2.90</td> <td data-sheets-numberformat='{"1":2,"2":"0","3":1}' data-sheets-value='{"1":3,"3":77}' style="overflow:hidden;padding:0px 3px 0px 3px;vertical-align:bottom;text-align:center;">77</td> <td data-sheets-numberformat='{"1":2,"2":"0","3":1}' data-sheets-value='{"1":3,"3":69}' style="overflow:hidden;padding:0px 3px 0px 3px;vertical-align:bottom;text-align:center;">69</td> <td data-sheets-numberformat='{"1":2,"2":"0","3":1}' data-sheets-value='{"1":3,"3":20}' style="border-right:1px solid #000000;overflow:hidden;padding:0px 3px 0px 3px;vertical-align:bottom;text-align:center;">20</td> </tr> <tr style="height:20px;"> <td style="border-left:1px solid #000000;overflow:hidden;padding:0px 3px 0px 3px;vertical-align:bottom;font-weight:bold;"></td> <td data-sheets-value='{"1":2,"2":"Double-walled"}' style="overflow:hidden;padding:0px 3px 0px 3px;vertical-align:bottom;font-weight:bold;">Double-walled</td> <td data-sheets-value='{"1":2,"2":"Opal (A/O)"}' style="border-right:1px solid #000000;overflow:hidden;padding:0px 3px 0px 3px;vertical-align:bottom;font-weight:bold;">Opal (A/O)</td> <td data-sheets-numberformat='{"1":2,"2":"0.00","3":1}' data-sheets-value='{"1":3,"3":2.9}' style="overflow:hidden;padding:0px 3px 0px 3px;vertical-align:bottom;text-align:center;">2.90</td> <td data-sheets-numberformat='{"1":2,"2":"0","3":1}' data-sheets-value='{"1":3,"3":73}' style="overflow:hidden;padding:0px 3px 0px 3px;vertical-align:bottom;text-align:center;">73</td> <td data-sheets-numberformat='{"1":2,"2":"0","3":1}' data-sheets-value='{"1":3,"3":63}' style="overflow:hidden;padding:0px 3px 0px 3px;vertical-align:bottom;text-align:center;">63</td> <td data-sheets-numberformat='{"1":2,"2":"0","3":1}' data-sheets-value='{"1":3,"3":20}' style="border-right:1px solid #000000;overflow:hidden;padding:0px 3px 0px 3px;vertical-align:bottom;text-align:center;">20</td> </tr> <tr style="height:20px;"> <td style="border-left:1px solid #000000;overflow:hidden;padding:0px 3px 0px 3px;vertical-align:bottom;font-weight:bold;"></td> <td data-sheets-value='{"1":2,"2":"Double-walled"}' style="overflow:hidden;padding:0px 3px 0px 3px;vertical-align:bottom;font-weight:bold;">Double-walled</td> <td data-sheets-value='{"1":2,"2":"Opal (A/D)"}' style="border-right:1px solid #000000;overflow:hidden;padding:0px 3px 0px 3px;vertical-align:bottom;font-weight:bold;">Opal (A/D)</td> <td data-sheets-numberformat='{"1":2,"2":"0.00","3":1}' data-sheets-value='{"1":3,"3":2.9}' style="overflow:hidden;padding:0px 3px 0px 3px;vertical-align:bottom;text-align:center;">2.90</td> <td data-sheets-numberformat='{"1":2,"2":"0","3":1}' data-sheets-value='{"1":3,"3":51}' style="overflow:hidden;padding:0px 3px 0px 3px;vertical-align:bottom;text-align:center;">51</td> <td data-sheets-numberformat='{"1":2,"2":"0","3":1}' data-sheets-value='{"1":3,"3":50}' style="overflow:hidden;padding:0px 3px 0px 3px;vertical-align:bottom;text-align:center;">50</td> <td data-sheets-numberformat='{"1":2,"2":"0","3":1}' data-sheets-value='{"1":3,"3":20}' style="border-right:1px solid #000000;overflow:hidden;padding:0px 3px 0px 3px;vertical-align:bottom;text-align:center;">20</td> </tr> <tr style="height:20px;"> <td style="border-left:1px solid #000000;overflow:hidden;padding:0px 3px 0px 3px;vertical-align:bottom;font-weight:bold;"></td> <td data-sheets-value='{"1":2,"2":"Triple-walled"}' style="overflow:hidden;padding:0px 3px 0px 3px;vertical-align:bottom;font-weight:bold;">Triple-walled</td> <td data-sheets-value='{"1":2,"2":"Clear (A/H/H)"}' style="border-right:1px solid #000000;overflow:hidden;padding:0px 3px 0px 3px;vertical-align:bottom;font-weight:bold;">Clear (A/H/H)</td> <td data-sheets-numberformat='{"1":2,"2":"0.00","3":1}' data-sheets-value='{"1":3,"3":1.7}' style="overflow:hidden;padding:0px 3px 0px 3px;vertical-align:bottom;text-align:center;">1.70</td> <td data-sheets-numberformat='{"1":2,"2":"0","3":1}' data-sheets-value='{"1":3,"3":71}' style="overflow:hidden;padding:0px 3px 0px 3px;vertical-align:bottom;text-align:center;">71</td> <td data-sheets-numberformat='{"1":2,"2":"0","3":1}' data-sheets-value='{"1":3,"3":63}' style="overflow:hidden;padding:0px 3px 0px 3px;vertical-align:bottom;text-align:center;">63</td> <td data-sheets-numberformat='{"1":2,"2":"0","3":1}' data-sheets-value='{"1":3,"3":22}' style="border-right:1px solid #000000;overflow:hidden;padding:0px 3px 0px 3px;vertical-align:bottom;text-align:center;">22</td> </tr> <tr style="height:20px;"> <td style="border-left:1px solid #000000;overflow:hidden;padding:0px 3px 0px 3px;vertical-align:bottom;font-weight:bold;"></td> <td data-sheets-value='{"1":2,"2":"Triple-walled"}' style="overflow:hidden;padding:0px 3px 0px 3px;vertical-align:bottom;font-weight:bold;">Triple-walled</td> <td data-sheets-value='{"1":2,"2":"Opal (A/O/O)"}' style="border-right:1px solid #000000;overflow:hidden;padding:0px 3px 0px 3px;vertical-align:bottom;font-weight:bold;">Opal (A/O/O)</td> <td data-sheets-numberformat='{"1":2,"2":"0.00","3":1}' data-sheets-value='{"1":3,"3":1.7}' style="overflow:hidden;padding:0px 3px 0px 3px;vertical-align:bottom;text-align:center;">1.70</td> <td data-sheets-numberformat='{"1":2,"2":"0","3":1}' data-sheets-value='{"1":3,"3":61}' style="overflow:hidden;padding:0px 3px 0px 3px;vertical-align:bottom;text-align:center;">61</td> <td data-sheets-numberformat='{"1":2,"2":"0","3":1}' data-sheets-value='{"1":3,"3":48}' style="overflow:hidden;padding:0px 3px 0px 3px;vertical-align:bottom;text-align:center;">48</td> <td data-sheets-numberformat='{"1":2,"2":"0","3":1}' data-sheets-value='{"1":3,"3":22}' style="border-right:1px solid #000000;overflow:hidden;padding:0px 3px 0px 3px;vertical-align:bottom;text-align:center;">22</td> </tr> <tr style="height:20px;"> <td style="border-left:1px solid #000000;overflow:hidden;padding:0px 3px 0px 3px;vertical-align:bottom;font-weight:bold;"></td> <td data-sheets-value='{"1":2,"2":"Four-walled"}' style="overflow:hidden;padding:0px 3px 0px 3px;vertical-align:bottom;font-weight:bold;">Four-walled</td> <td data-sheets-value='{"1":2,"2":"Clear (A/H/H/H)"}' style="border-right:1px solid #000000;overflow:hidden;padding:0px 3px 0px 3px;vertical-align:bottom;font-weight:bold;">Clear (A/H/H/H)</td> <td data-sheets-numberformat='{"1":2,"2":"0.00","3":1}' data-sheets-value='{"1":3,"3":1.28}' style="overflow:hidden;padding:0px 3px 0px 3px;vertical-align:bottom;text-align:center;">1.28</td> <td data-sheets-numberformat='{"1":2,"2":"0","3":1}' data-sheets-value='{"1":3,"3":64}' style="overflow:hidden;padding:0px 3px 0px 3px;vertical-align:bottom;text-align:center;">64</td> <td data-sheets-numberformat='{"1":2,"2":"0","3":1}' data-sheets-value='{"1":3,"3":52}' style="overflow:hidden;padding:0px 3px 0px 3px;vertical-align:bottom;text-align:center;">52</td> <td data-sheets-numberformat='{"1":2,"2":"0","3":1}' data-sheets-value='{"1":3,"3":23}' style="border-right:1px solid #000000;overflow:hidden;padding:0px 3px 0px 3px;vertical-align:bottom;text-align:center;">23</td> </tr> <tr style="height:20px;"> <td style="border-bottom:1px solid #000000;border-left:1px solid #000000;overflow:hidden;padding:0px 3px 0px 3px;vertical-align:bottom;"></td> <td data-sheets-value='{"1":2,"2":"Four-walled"}' style="border-bottom:1px solid #000000;overflow:hidden;padding:0px 3px 0px 3px;vertical-align:bottom;font-weight:bold;">Four-walled</td> <td data-sheets-value='{"1":2,"2":"Opal (A/H/O/H)"}' style="border-right:1px solid #000000;border-bottom:1px solid #000000;overflow:hidden;padding:0px 3px 0px 3px;vertical-align:bottom;font-weight:bold;">Opal (A/H/O/H)</td> <td data-sheets-numberformat='{"1":2,"2":"0.00","3":1}' data-sheets-value='{"1":3,"3":1.28}' style="border-bottom:1px solid #000000;overflow:hidden;padding:0px 3px 0px 3px;vertical-align:bottom;text-align:center;">1.28</td> <td data-sheets-numberformat='{"1":2,"2":"0","3":1}' data-sheets-value='{"1":3,"3":59}' style="border-bottom:1px solid #000000;overflow:hidden;padding:0px 3px 0px 3px;vertical-align:bottom;text-align:center;">59</td> <td data-sheets-numberformat='{"1":2,"2":"0","3":1}' data-sheets-value='{"1":3,"3":46}' style="border-bottom:1px solid #000000;overflow:hidden;padding:0px 3px 0px 3px;vertical-align:bottom;text-align:center;">46</td> <td data-sheets-numberformat='{"1":2,"2":"0","3":1}' data-sheets-value='{"1":3,"3":23}' style="border-right:1px solid #000000;border-bottom:1px solid #000000;overflow:hidden;padding:0px 3px 0px 3px;vertical-align:bottom;text-align:center;">23</td> </tr> <tr style="height:20px;"> <td data-sheets-value='{"1":2,"2":"Polycarbonate"}' style="border-left:1px solid #000000;overflow:hidden;padding:0px 3px 0px 3px;vertical-align:bottom;font-weight:bold;">Polycarbonate</td> <td data-sheets-value='{"1":2,"2":"Single-walled"}' style="overflow:hidden;padding:0px 3px 0px 3px;vertical-align:bottom;font-weight:bold;">Single-walled</td> <td data-sheets-value='{"1":2,"2":"Heatstop Opal (T)"}' style="border-right:1px solid #000000;overflow:hidden;padding:0px 3px 0px 3px;vertical-align:bottom;font-weight:bold;">Heatstop Opal (T)</td> <td data-sheets-numberformat='{"1":2,"2":"0.00","3":1}' data-sheets-value='{"1":3,"3":5.17}' style="overflow:hidden;padding:0px 3px 0px 3px;vertical-align:bottom;text-align:center;">5.17</td> <td data-sheets-numberformat='{"1":2,"2":"0","3":1}' data-sheets-value='{"1":3,"3":49}' style="overflow:hidden;padding:0px 3px 0px 3px;vertical-align:bottom;text-align:center;">49</td> <td data-sheets-numberformat='{"1":2,"2":"0","3":1}' data-sheets-value='{"1":3,"3":59}' style="overflow:hidden;padding:0px 3px 0px 3px;vertical-align:bottom;text-align:center;">59</td> <td data-sheets-numberformat='{"1":2,"2":"0","3":1}' data-sheets-value='{"1":2,"2":"-"}' style="border-right:1px solid #000000;overflow:hidden;padding:0px 3px 0px 3px;vertical-align:bottom;text-align:center;">-</td> </tr> <tr style="height:20px;"> <td data-sheets-value='{"1":2,"2":"Heatstop PC"}' style="border-left:1px solid #000000;overflow:hidden;padding:0px 3px 0px 3px;vertical-align:bottom;font-weight:bold;">Heatstop PC</td> <td data-sheets-value='{"1":2,"2":"Double-walled"}' style="overflow:hidden;padding:0px 3px 0px 3px;vertical-align:bottom;font-weight:bold;">Double-walled</td> <td data-sheets-value='{"1":2,"2":"Clear (T/H)"}' style="border-right:1px solid #000000;overflow:hidden;padding:0px 3px 0px 3px;vertical-align:bottom;font-weight:bold;">Clear (T/H)</td> <td data-sheets-numberformat='{"1":2,"2":"0.00","3":1}' data-sheets-value='{"1":3,"3":2.9}' style="overflow:hidden;padding:0px 3px 0px 3px;vertical-align:bottom;text-align:center;">2.90</td> <td data-sheets-numberformat='{"1":2,"2":"0","3":1}' data-sheets-value='{"1":3,"3":44}' style="overflow:hidden;padding:0px 3px 0px 3px;vertical-align:bottom;text-align:center;">44</td> <td data-sheets-numberformat='{"1":2,"2":"0","3":1}' data-sheets-value='{"1":3,"3":51}' style="overflow:hidden;padding:0px 3px 0px 3px;vertical-align:bottom;text-align:center;">51</td> <td data-sheets-numberformat='{"1":2,"2":"0","3":1}' data-sheets-value='{"1":3,"3":20}' style="border-right:1px solid #000000;overflow:hidden;padding:0px 3px 0px 3px;vertical-align:bottom;text-align:center;">20</td> </tr> <tr style="height:20px;"> <td style="border-left:1px solid #000000;overflow:hidden;padding:0px 3px 0px 3px;vertical-align:bottom;font-weight:bold;"></td> <td data-sheets-value='{"1":2,"2":"Double-walled"}' style="overflow:hidden;padding:0px 3px 0px 3px;vertical-align:bottom;font-weight:bold;">Double-walled</td> <td data-sheets-value='{"1":2,"2":"Opal (T/O)"}' style="border-right:1px solid #000000;overflow:hidden;padding:0px 3px 0px 3px;vertical-align:bottom;font-weight:bold;">Opal (T/O)</td> <td data-sheets-numberformat='{"1":2,"2":"0.00","3":1}' data-sheets-value='{"1":3,"3":2.9}' style="overflow:hidden;padding:0px 3px 0px 3px;vertical-align:bottom;text-align:center;">2.90</td> <td data-sheets-numberformat='{"1":2,"2":"0","3":1}' data-sheets-value='{"1":3,"3":41}' style="overflow:hidden;padding:0px 3px 0px 3px;vertical-align:bottom;text-align:center;">41</td> <td data-sheets-numberformat='{"1":2,"2":"0","3":1}' data-sheets-value='{"1":3,"3":45}' style="overflow:hidden;padding:0px 3px 0px 3px;vertical-align:bottom;text-align:center;">45</td> <td data-sheets-numberformat='{"1":2,"2":"0","3":1}' data-sheets-value='{"1":3,"3":20}' style="border-right:1px solid #000000;overflow:hidden;padding:0px 3px 0px 3px;vertical-align:bottom;text-align:center;">20</td> </tr> <tr style="height:20px;"> <td style="border-left:1px solid #000000;overflow:hidden;padding:0px 3px 0px 3px;vertical-align:bottom;font-weight:bold;"></td> <td data-sheets-value='{"1":2,"2":"Triple-walled"}' style="overflow:hidden; | skylux-160-ce-met-koepel-en-metaalopstand-met-lm-motor-en-windvang-1000-x-2300-mm | 8586005578061 | 46872290328909
Smoke and heat exhaust (SHEV) | SHE system | Skylux | Skylux 160° CE with skylight and metal curb with LM-actuator and spoiler 1050 x 1050 mm |  | 31709 | 5412970317098 | 3725.6 | Yes | 30-45 | 71.79 | 1050 x 1050 mm | 1050 | 1050 |  | metal curb M30 (30 cm high) | Square | 5.17 W/m²K - 1.28 W/m²K | 87% - 32% | 90% - 32% | 20dB - 23dB | 160° CE (for industry) | skylight | with spoiler | E | Single actuator | Maximum four-walled skylight possible for this product | Ut-value LT-value g-value Rw-value EN 1873 : 2014 EN ISO 13468 EN 16153 EN 410 EN 410 EN ISO 140-3 Material Walls Shells (W/m²K) (%) (%) (dB) Acrylic Single-walled Clear (H) 5.17 90 87 - PMMA Single-walled Opal (O) 5.17 83 76 - Double-walled Clear (H/H) 2.90 81 75 20 Double-walled Opal (O/O) 2.90 69 58 20 Triple-walled Clear (H/H/H) 1.70 73 65 22 Triple-walled Opal (O/H/O) 1.70 62 51 22 Four-walled Clear (H/H/H/H) 1.28 64 54 23 Four-walled Opal (H/H/O/H) 1.28 59 48 23 Polycarbonate Single-walled Clear (A) 5.17 88 83 - PC Single-walled Opal (D) 5.17 58 60 - Double-walled Clear (A/H) 2.90 79 72 20 Double-walled Clear (A/A) 2.90 77 69 20 Double-walled Opal (A/O) 2.90 73 63 20 Double-walled Opal (A/D) 2.90 51 50 20 Triple-walled Clear (A/H/H) 1.70 71 63 22 Triple-walled Opal (A/O/O) 1.70 61 48 22 Four-walled Clear (A/H/H/H) 1.28 64 52 23 Four-walled Opal (A/H/O/H) 1.28 59 46 23 Polycarbonate Single-walled Heatstop Opal (T) 5.17 49 59 - Heatstop PC Double-walled Clear (T/H) 2.90 44 51 20 Double-walled Opal (T/O) 2.90 41 45 20 Triple-walled Clear (T/H/H) 1.70 40 <td data-sheets-numberformat='{"1":2,"2":"0","3":1}' data-sheets-value='{"1":3,"3":44}' style="overflow:hidden;paddin | https://skylux.eu/en/products/skylux-160-ce-met-koepel-en-metaalopstand-met-lm-motor-en-windvang-1050-x-1050-mm | https://skylux.eu/cdn/shop/files/Skylux-160deg-CE-met-koepel-en-metaalopstand-met-LM-motor-en-windvang-1050-x-1050-mm-RWA-systeem.jpg?v=1702977536&width=1600 | https://skylux.eu/cdn/shop/files/e5a82811-1bb0-48e4-a776-cacb59c7c092_2d3f0d49-d2cd-4334-9fe8-267de4a9bfca.jpg?v=1688550404&width=1600 | //skylux.eu/cdn/shop/files/E_MH_Mounting_instructions_Skylux_160_CE_LM.pdf?v=12406716259046007223 | //skylux.eu/cdn/shop/files/E_TD_Technical_File_Skylux_Skylux_160_CE_Electric.pdf?v=3667116872303399239 | <style type="text/css" id="isPasted"> <!--td { border: 1px solid #cccccc; } br { mso-data-placement: same-cell; } --> </style> <table border="1" cellpadding="0" cellspacing="0" dir="ltr" style="table-layout:fixed;font-size:10pt;font-family:Arial;border-collapse:collapse;border:none;"><tbody> <tr style="height:20px;"> <td style="overflow:hidden;padding:0px 3px 0px 3px;vertical-align:bottom;"></td> <td style="overflow:hidden;padding:0px 3px 0px 3px;vertical-align:bottom;"></td> <td style="overflow:hidden;padding:0px 3px 0px 3px;vertical-align:bottom;"></td> <td data-sheets-value='{"1":2,"2":"Ut-value"}' style="overflow:hidden;padding:0px 3px 0px 3px;vertical-align:bottom;font-weight:bold;text-align:center;">Ut-value</td> <td data-sheets-value='{"1":2,"2":"LT-value"}' style="overflow:hidden;padding:0px 3px 0px 3px;vertical-align:bottom;font-weight:bold;text-align:center;">LT-value</td> <td data-sheets-value='{"1":2,"2":"g-value"}' style="overflow:hidden;padding:0px 3px 0px 3px;vertical-align:bottom;font-weight:bold;text-align:center;">g-value</td> <td data-sheets-value='{"1":2,"2":"Rw-value "}' style="overflow:hidden;padding:0px 3px 0px 3px;vertical-align:bottom;font-weight:bold;text-align:center;">Rw-value </td> </tr> <tr style="height:20px;"> <td style="overflow:hidden;padding:0px 3px 0px 3px;vertical-align:bottom;"></td> <td style="overflow:hidden;padding:0px 3px 0px 3px;vertical-align:bottom;"></td> <td style="overflow:hidden;padding:0px 3px 0px 3px;vertical-align:bottom;"></td> <td data-sheets-numberformat='{"1":2,"2":"0.00","3":1}' data-sheets-value='{"1":2,"2":"EN 1873 : 2014"}' style="overflow:hidden;padding:0px 3px 0px 3px;vertical-align:bottom;text-align:center;">EN 1873 : 2014</td> <td data-sheets-numberformat='{"1":2,"2":"0","3":1}' data-sheets-value='{"1":2,"2":"EN ISO 13468 EN 16153 EN 410"}' style="overflow:hidden;padding:0px 3px 0px 3px;vertical-align:bottom;text-align:center;">EN ISO 13468 EN 16153 EN 410</td> <td data-sheets-numberformat='{"1":2,"2":"0","3":1}' data-sheets-value='{"1":2,"2":"EN 410"}' style="overflow:hidden;padding:0px 3px 0px 3px;vertical-align:bottom;text-align:center;">EN 410</td> <td data-sheets-value='{"1":2,"2":"EN ISO 140-3\t\t"}' style="overflow:hidden;padding:0px 3px 0px 3px;vertical-align:bottom;text-align:center;">EN ISO 140-3 </td> </tr> <tr style="height:20px;"> <td data-sheets-value='{"1":2,"2":"Material"}' style="border-bottom:1px solid #000000;overflow:hidden;padding:0px 3px 0px 3px;vertical-align:bottom;background-color:#000000;font-weight:bold;color:#ffffff;">Material</td> <td data-sheets-value='{"1":2,"2":"Walls"}' style="border-bottom:1px solid #000000;overflow:hidden;padding:0px 3px 0px 3px;vertical-align:bottom;background-color:#000000;font-weight:bold;color:#ffffff;">Walls</td> <td data-sheets-value='{"1":2,"2":"Shells"}' style="border-bottom:1px solid #000000;overflow:hidden;padding:0px 3px 0px 3px;vertical-align:bottom;background-color:#000000;font-weight:bold;color:#ffffff;">Shells</td> <td data-sheets-numberformat='{"1":2,"2":"0.00","3":1}' data-sheets-value='{"1":2,"2":"(W/m²K)\t"}' style="border-bottom:1px solid #000000;overflow:hidden;padding:0px 3px 0px 3px;vertical-align:bottom;background-color:#000000;font-weight:bold;color:#ffffff;text-align:center;">(W/m²K) </td> <td data-sheets-numberformat='{"1":2,"2":"0","3":1}' data-sheets-value='{"1":2,"2":"(%)"}' style="border-bottom:1px solid #000000;overflow:hidden;padding:0px 3px 0px 3px;vertical-align:bottom;background-color:#000000;font-weight:bold;color:#ffffff;text-align:center;">(%)</td> <td data-sheets-numberformat='{"1":2,"2":"0","3":1}' data-sheets-value='{"1":2,"2":"(%)"}' style="border-bottom:1px solid #000000;overflow:hidden;padding:0px 3px 0px 3px;vertical-align:bottom;background-color:#000000;font-weight:bold;color:#ffffff;text-align:center;">(%)</td> <td data-sheets-value='{"1":2,"2":"(dB)"}' style="border-bottom:1px solid #000000;overflow:hidden;padding:0px 3px 0px 3px;vertical-align:bottom;background-color:#000000;font-weight:bold;color:#ffffff;text-align:center;">(dB)</td> </tr> <tr style="height:20px;"> <td data-sheets-value='{"1":2,"2":"Acrylic"}' style="border-left:1px solid #000000;overflow:hidden;padding:0px 3px 0px 3px;vertical-align:bottom;font-weight:bold;">Acrylic</td> <td data-sheets-value='{"1":2,"2":"Single-walled"}' style="overflow:hidden;padding:0px 3px 0px 3px;vertical-align:bottom;font-weight:bold;">Single-walled</td> <td data-sheets-value='{"1":2,"2":"Clear (H)"}' style="border-right:1px solid #000000;overflow:hidden;padding:0px 3px 0px 3px;vertical-align:bottom;font-weight:bold;">Clear (H)</td> <td data-sheets-numberformat='{"1":2,"2":"0.00","3":1}' data-sheets-value='{"1":3,"3":5.17}' style="overflow:hidden;padding:0px 3px 0px 3px;vertical-align:bottom;text-align:center;">5.17</td> <td data-sheets-numberformat='{"1":2,"2":"0","3":1}' data-sheets-value='{"1":3,"3":90}' style="overflow:hidden;padding:0px 3px 0px 3px;vertical-align:bottom;text-align:center;">90</td> <td data-sheets-numberformat='{"1":2,"2":"0","3":1}' data-sheets-value='{"1":3,"3":87}' style="overflow:hidden;padding:0px 3px 0px 3px;vertical-align:bottom;text-align:center;">87</td> <td data-sheets-numberformat='{"1":2,"2":"0","3":1}' data-sheets-value='{"1":2,"2":"-"}' style="border-right:1px solid #000000;overflow:hidden;padding:0px 3px 0px 3px;vertical-align:bottom;text-align:center;">-</td> </tr> <tr style="height:20px;"> <td data-sheets-value='{"1":2,"2":"PMMA"}' style="border-left:1px solid #000000;overflow:hidden;padding:0px 3px 0px 3px;vertical-align:bottom;font-weight:bold;">PMMA</td> <td data-sheets-value='{"1":2,"2":"Single-walled"}' style="overflow:hidden;padding:0px 3px 0px 3px;vertical-align:bottom;font-weight:bold;">Single-walled</td> <td data-sheets-value='{"1":2,"2":"Opal (O)"}' style="border-right:1px solid #000000;overflow:hidden;padding:0px 3px 0px 3px;vertical-align:bottom;font-weight:bold;">Opal (O)</td> <td data-sheets-numberformat='{"1":2,"2":"0.00","3":1}' data-sheets-value='{"1":3,"3":5.17}' style="overflow:hidden;padding:0px 3px 0px 3px;vertical-align:bottom;text-align:center;">5.17</td> <td data-sheets-numberformat='{"1":2,"2":"0","3":1}' data-sheets-value='{"1":3,"3":83}' style="overflow:hidden;padding:0px 3px 0px 3px;vertical-align:bottom;text-align:center;">83</td> <td data-sheets-numberformat='{"1":2,"2":"0","3":1}' data-sheets-value='{"1":3,"3":76}' style="overflow:hidden;padding:0px 3px 0px 3px;vertical-align:bottom;text-align:center;">76</td> <td data-sheets-numberformat='{"1":2,"2":"0","3":1}' data-sheets-value='{"1":2,"2":"-"}' style="border-right:1px solid #000000;overflow:hidden;padding:0px 3px 0px 3px;vertical-align:bottom;text-align:center;">-</td> </tr> <tr style="height:20px;"> <td style="border-left:1px solid #000000;overflow:hidden;padding:0px 3px 0px 3px;vertical-align:bottom;font-weight:bold;"></td> <td data-sheets-value='{"1":2,"2":"Double-walled"}' style="overflow:hidden;padding:0px 3px 0px 3px;vertical-align:bottom;font-weight:bold;">Double-walled</td> <td data-sheets-value='{"1":2,"2":"Clear (H/H)"}' style="border-right:1px solid #000000;overflow:hidden;padding:0px 3px 0px 3px;vertical-align:bottom;font-weight:bold;">Clear (H/H)</td> <td data-sheets-numberformat='{"1":2,"2":"0.00","3":1}' data-sheets-value='{"1":3,"3":2.9}' style="overflow:hidden;padding:0px 3px 0px 3px;vertical-align:bottom;text-align:center;">2.90</td> <td data-sheets-numberformat='{"1":2,"2":"0","3":1}' data-sheets-value='{"1":3,"3":81}' style="overflow:hidden;padding:0px 3px 0px 3px;vertical-align:bottom;text-align:center;">81</td> <td data-sheets-numberformat='{"1":2,"2":"0","3":1}' data-sheets-value='{"1":3,"3":75}' style="overflow:hidden;padding:0px 3px 0px 3px;vertical-align:bottom;text-align:center;">75</td> <td data-sheets-numberformat='{"1":2,"2":"0","3":1}' data-sheets-value='{"1":3,"3":20}' style="border-right:1px solid #000000;overflow:hidden;padding:0px 3px 0px 3px;vertical-align:bottom;text-align:center;">20</td> </tr> <tr style="height:20px;"> <td style="border-left:1px solid #000000;overflow:hidden;padding:0px 3px 0px 3px;vertical-align:bottom;font-weight:bold;"></td> <td data-sheets-value='{"1":2,"2":"Double-walled"}' style="overflow:hidden;padding:0px 3px 0px 3px;vertical-align:bottom;font-weight:bold;">Double-walled</td> <td data-sheets-value='{"1":2,"2":"Opal (O/O)"}' style="border-right:1px solid #000000;overflow:hidden;padding:0px 3px 0px 3px;vertical-align:bottom;font-weight:bold;">Opal (O/O)</td> <td data-sheets-numberformat='{"1":2,"2":"0.00","3":1}' data-sheets-value='{"1":3,"3":2.9}' style="overflow:hidden;padding:0px 3px 0px 3px;vertical-align:bottom;text-align:center;">2.90</td> <td data-sheets-numberformat='{"1":2,"2":"0","3":1}' data-sheets-value='{"1":3,"3":69}' style="overflow:hidden;padding:0px 3px 0px 3px;vertical-align:bottom;text-align:center;">69</td> <td data-sheets-numberformat='{"1":2,"2":"0","3":1}' data-sheets-value='{"1":3,"3":58}' style="overflow:hidden;padding:0px 3px 0px 3px;vertical-align:bottom;text-align:center;">58</td> <td data-sheets-numberformat='{"1":2,"2":"0","3":1}' data-sheets-value='{"1":3,"3":20}' style="border-right:1px solid #000000;overflow:hidden;padding:0px 3px 0px 3px;vertical-align:bottom;text-align:center;">20</td> </tr> <tr style="height:20px;"> <td style="border-left:1px solid #000000;overflow:hidden;padding:0px 3px 0px 3px;vertical-align:bottom;font-weight:bold;"></td> <td data-sheets-value='{"1":2,"2":"Triple-walled"}' style="overflow:hidden;padding:0px 3px 0px 3px;vertical-align:bottom;font-weight:bold;">Triple-walled</td> <td data-sheets-value='{"1":2,"2":"Clear (H/H/H)"}' style="border-right:1px solid #000000;overflow:hidden;padding:0px 3px 0px 3px;vertical-align:bottom;font-weight:bold;">Clear (H/H/H)</td> <td data-sheets-numberformat='{"1":2,"2":"0.00","3":1}' data-sheets-value='{"1":3,"3":1.7}' style="overflow:hidden;padding:0px 3px 0px 3px;vertical-align:bottom;text-align:center;">1.70</td> <td data-sheets-numberformat='{"1":2,"2":"0","3":1}' data-sheets-value='{"1":3,"3":73}' style="overflow:hidden;padding:0px 3px 0px 3px;vertical-align:bottom;text-align:center;">73</td> <td data-sheets-numberformat='{"1":2,"2":"0","3":1}' data-sheets-value='{"1":3,"3":65}' style="overflow:hidden;padding:0px 3px 0px 3px;vertical-align:bottom;text-align:center;">65</td> <td data-sheets-numberformat='{"1":2,"2":"0","3":1}' data-sheets-value='{"1":3,"3":22}' style="border-right:1px solid #000000;overflow:hidden;padding:0px 3px 0px 3px;vertical-align:bottom;text-align:center;">22</td> </tr> <tr style="height:20px;"> <td style="border-left:1px solid #000000;overflow:hidden;padding:0px 3px 0px 3px;vertical-align:bottom;font-weight:bold;"></td> <td data-sheets-value='{"1":2,"2":"Triple-walled"}' style="overflow:hidden;padding:0px 3px 0px 3px;vertical-align:bottom;font-weight:bold;">Triple-walled</td> <td data-sheets-value='{"1":2,"2":"Opal (O/H/O)"}' style="border-right:1px solid #000000;overflow:hidden;padding:0px 3px 0px 3px;vertical-align:bottom;font-weight:bold;">Opal (O/H/O)</td> <td data-sheets-numberformat='{"1":2,"2":"0.00","3":1}' data-sheets-value='{"1":3,"3":1.7}' style="overflow:hidden;padding:0px 3px 0px 3px;vertical-align:bottom;text-align:center;">1.70</td> <td data-sheets-numberformat='{"1":2,"2":"0","3":1}' data-sheets-value='{"1":3,"3":62}' style="overflow:hidden;padding:0px 3px 0px 3px;vertical-align:bottom;text-align:center;">62</td> <td data-sheets-numberformat='{"1":2,"2":"0","3":1}' data-sheets-value='{"1":3,"3":51}' style="overflow:hidden;padding:0px 3px 0px 3px;vertical-align:bottom;text-align:center;">51</td> <td data-sheets-numberformat='{"1":2,"2":"0","3":1}' data-sheets-value='{"1":3,"3":22}' style="border-right:1px solid #000000;overflow:hidden;padding:0px 3px 0px 3px;vertical-align:bottom;text-align:center;">22</td> </tr> <tr style="height:20px;"> <td style="border-left:1px solid #000000;overflow:hidden;padding:0px 3px 0px 3px;vertical-align:bottom;font-weight:bold;"></td> <td data-sheets-value='{"1":2,"2":"Four-walled"}' style="overflow:hidden;padding:0px 3px 0px 3px;vertical-align:bottom;font-weight:bold;">Four-walled</td> <td data-sheets-value='{"1":2,"2":"Clear (H/H/H/H)"}' style="border-right:1px solid #000000;overflow:hidden;padding:0px 3px 0px 3px;vertical-align:bottom;font-weight:bold;">Clear (H/H/H/H)</td> <td data-sheets-numberformat='{"1":2,"2":"0.00","3":1}' data-sheets-value='{"1":3,"3":1.28}' style="overflow:hidden;padding:0px 3px 0px 3px;vertical-align:bottom;text-align:center;">1.28</td> <td data-sheets-numberformat='{"1":2,"2":"0","3":1}' data-sheets-value='{"1":3,"3":64}' style="overflow:hidden;padding:0px 3px 0px 3px;vertical-align:bottom;text-align:center;">64</td> <td data-sheets-numberformat='{"1":2,"2":"0","3":1}' data-sheets-value='{"1":3,"3":54}' style="overflow:hidden;padding:0px 3px 0px 3px;vertical-align:bottom;text-align:center;">54</td> <td data-sheets-numberformat='{"1":2,"2":"0","3":1}' data-sheets-value='{"1":3,"3":23}' style="border-right:1px solid #000000;overflow:hidden;padding:0px 3px 0px 3px;vertical-align:bottom;text-align:center;">23</td> </tr> <tr style="height:20px;"> <td style="border-bottom:1px solid #000000;border-left:1px solid #000000;overflow:hidden;padding:0px 3px 0px 3px;vertical-align:bottom;"></td> <td data-sheets-value='{"1":2,"2":"Four-walled"}' style="border-bottom:1px solid #000000;overflow:hidden;padding:0px 3px 0px 3px;vertical-align:bottom;font-weight:bold;">Four-walled</td> <td data-sheets-value='{"1":2,"2":"Opal (H/H/O/H)"}' style="border-right:1px solid #000000;border-bottom:1px solid #000000;overflow:hidden;padding:0px 3px 0px 3px;vertical-align:bottom;font-weight:bold;">Opal (H/H/O/H)</td> <td data-sheets-numberformat='{"1":2,"2":"0.00","3":1}' data-sheets-value='{"1":3,"3":1.28}' style="border-bottom:1px solid #000000;overflow:hidden;padding:0px 3px 0px 3px;vertical-align:bottom;text-align:center;">1.28</td> <td data-sheets-numberformat='{"1":2,"2":"0","3":1}' data-sheets-value='{"1":3,"3":59}' style="border-bottom:1px solid #000000;overflow:hidden;padding:0px 3px 0px 3px;vertical-align:bottom;text-align:center;">59</td> <td data-sheets-numberformat='{"1":2,"2":"0","3":1}' data-sheets-value='{"1":3,"3":48}' style="border-bottom:1px solid #000000;overflow:hidden;padding:0px 3px 0px 3px;vertical-align:bottom;text-align:center;">48</td> <td data-sheets-numberformat='{"1":2,"2":"0","3":1}' data-sheets-value='{"1":3,"3":23}' style="border-right:1px solid #000000;border-bottom:1px solid #000000;overflow:hidden;padding:0px 3px 0px 3px;vertical-align:bottom;text-align:center;">23</td> </tr> <tr style="height:20px;"> <td data-sheets-value='{"1":2,"2":"Polycarbonate "}' style="border-left:1px solid #000000;overflow:hidden;padding:0px 3px 0px 3px;vertical-align:bottom;font-weight:bold;">Polycarbonate </td> <td data-sheets-value='{"1":2,"2":"Single-walled"}' style="overflow:hidden;padding:0px 3px 0px 3px;vertical-align:bottom;font-weight:bold;">Single-walled</td> <td data-sheets-value='{"1":2,"2":"Clear (A)"}' style="border-right:1px solid #000000;overflow:hidden;padding:0px 3px 0px 3px;vertical-align:bottom;font-weight:bold;">Clear (A)</td> <td data-sheets-numberformat='{"1":2,"2":"0.00","3":1}' data-sheets-value='{"1":3,"3":5.17}' style="overflow:hidden;padding:0px 3px 0px 3px;vertical-align:bottom;text-align:center;">5.17</td> <td data-sheets-numberformat='{"1":2,"2":"0","3":1}' data-sheets-value='{"1":3,"3":88}' style="overflow:hidden;padding:0px 3px 0px 3px;vertical-align:bottom;text-align:center;">88</td> <td data-sheets-numberformat='{"1":2,"2":"0","3":1}' data-sheets-value='{"1":3,"3":83}' style="overflow:hidden;padding:0px 3px 0px 3px;vertical-align:bottom;text-align:center;">83</td> <td data-sheets-numberformat='{"1":2,"2":"0","3":1}' data-sheets-value='{"1":2,"2":"-"}' style="border-right:1px solid #000000;overflow:hidden;padding:0px 3px 0px 3px;vertical-align:bottom;text-align:center;">-</td> </tr> <tr style="height:20px;"> <td data-sheets-value='{"1":2,"2":"PC"}' style="border-left:1px solid #000000;overflow:hidden;padding:0px 3px 0px 3px;vertical-align:bottom;font-weight:bold;">PC</td> <td data-sheets-value='{"1":2,"2":"Single-walled"}' style="overflow:hidden;padding:0px 3px 0px 3px;vertical-align:bottom;font-weight:bold;">Single-walled</td> <td data-sheets-value='{"1":2,"2":"Opal (D)"}' style="border-right:1px solid #000000;overflow:hidden;padding:0px 3px 0px 3px;vertical-align:bottom;font-weight:bold;">Opal (D)</td> <td data-sheets-numberformat='{"1":2,"2":"0.00","3":1}' data-sheets-value='{"1":3,"3":5.17}' style="overflow:hidden;padding:0px 3px 0px 3px;vertical-align:bottom;text-align:center;">5.17</td> <td data-sheets-numberformat='{"1":2,"2":"0","3":1}' data-sheets-value='{"1":3,"3":58}' style="overflow:hidden;padding:0px 3px 0px 3px;vertical-align:bottom;text-align:center;">58</td> <td data-sheets-numberformat='{"1":2,"2":"0","3":1}' data-sheets-value='{"1":3,"3":60}' style="overflow:hidden;padding:0px 3px 0px 3px;vertical-align:bottom;text-align:center;">60</td> <td data-sheets-numberformat='{"1":2,"2":"0","3":1}' data-sheets-value='{"1":2,"2":"-"}' style="border-right:1px solid #000000;overflow:hidden;padding:0px 3px 0px 3px;vertical-align:bottom;text-align:center;">-</td> </tr> <tr style="height:20px;"> <td style="border-left:1px solid #000000;overflow:hidden;padding:0px 3px 0px 3px;vertical-align:bottom;font-weight:bold;"></td> <td data-sheets-value='{"1":2,"2":"Double-walled"}' style="overflow:hidden;padding:0px 3px 0px 3px;vertical-align:bottom;font-weight:bold;">Double-walled</td> <td data-sheets-value='{"1":2,"2":"Clear (A/H)"}' style="border-right:1px solid #000000;overflow:hidden;padding:0px 3px 0px 3px;vertical-align:bottom;font-weight:bold;">Clear (A/H)</td> <td data-sheets-numberformat='{"1":2,"2":"0.00","3":1}' data-sheets-value='{"1":3,"3":2.9}' style="overflow:hidden;padding:0px 3px 0px 3px;vertical-align:bottom;text-align:center;">2.90</td> <td data-sheets-numberformat='{"1":2,"2":"0","3":1}' data-sheets-value='{"1":3,"3":79}' style="overflow:hidden;padding:0px 3px 0px 3px;vertical-align:bottom;text-align:center;">79</td> <td data-sheets-numberformat='{"1":2,"2":"0","3":1}' data-sheets-value='{"1":3,"3":72}' style="overflow:hidden;padding:0px 3px 0px 3px;vertical-align:bottom;text-align:center;">72</td> <td data-sheets-numberformat='{"1":2,"2":"0","3":1}' data-sheets-value='{"1":3,"3":20}' style="border-right:1px solid #000000;overflow:hidden;padding:0px 3px 0px 3px;vertical-align:bottom;text-align:center;">20</td> </tr> <tr style="height:20px;"> <td style="border-left:1px solid #000000;overflow:hidden;padding:0px 3px 0px 3px;vertical-align:bottom;font-weight:bold;"></td> <td data-sheets-value='{"1":2,"2":"Double-walled"}' style="overflow:hidden;padding:0px 3px 0px 3px;vertical-align:bottom;font-weight:bold;">Double-walled</td> <td data-sheets-value='{"1":2,"2":"Clear (A/A)"}' style="border-right:1px solid #000000;overflow:hidden;padding:0px 3px 0px 3px;vertical-align:bottom;font-weight:bold;">Clear (A/A)</td> <td data-sheets-numberformat='{"1":2,"2":"0.00","3":1}' data-sheets-value='{"1":3,"3":2.9}' style="overflow:hidden;padding:0px 3px 0px 3px;vertical-align:bottom;text-align:center;">2.90</td> <td data-sheets-numberformat='{"1":2,"2":"0","3":1}' data-sheets-value='{"1":3,"3":77}' style="overflow:hidden;padding:0px 3px 0px 3px;vertical-align:bottom;text-align:center;">77</td> <td data-sheets-numberformat='{"1":2,"2":"0","3":1}' data-sheets-value='{"1":3,"3":69}' style="overflow:hidden;padding:0px 3px 0px 3px;vertical-align:bottom;text-align:center;">69</td> <td data-sheets-numberformat='{"1":2,"2":"0","3":1}' data-sheets-value='{"1":3,"3":20}' style="border-right:1px solid #000000;overflow:hidden;padding:0px 3px 0px 3px;vertical-align:bottom;text-align:center;">20</td> </tr> <tr style="height:20px;"> <td style="border-left:1px solid #000000;overflow:hidden;padding:0px 3px 0px 3px;vertical-align:bottom;font-weight:bold;"></td> <td data-sheets-value='{"1":2,"2":"Double-walled"}' style="overflow:hidden;padding:0px 3px 0px 3px;vertical-align:bottom;font-weight:bold;">Double-walled</td> <td data-sheets-value='{"1":2,"2":"Opal (A/O)"}' style="border-right:1px solid #000000;overflow:hidden;padding:0px 3px 0px 3px;vertical-align:bottom;font-weight:bold;">Opal (A/O)</td> <td data-sheets-numberformat='{"1":2,"2":"0.00","3":1}' data-sheets-value='{"1":3,"3":2.9}' style="overflow:hidden;padding:0px 3px 0px 3px;vertical-align:bottom;text-align:center;">2.90</td> <td data-sheets-numberformat='{"1":2,"2":"0","3":1}' data-sheets-value='{"1":3,"3":73}' style="overflow:hidden;padding:0px 3px 0px 3px;vertical-align:bottom;text-align:center;">73</td> <td data-sheets-numberformat='{"1":2,"2":"0","3":1}' data-sheets-value='{"1":3,"3":63}' style="overflow:hidden;padding:0px 3px 0px 3px;vertical-align:bottom;text-align:center;">63</td> <td data-sheets-numberformat='{"1":2,"2":"0","3":1}' data-sheets-value='{"1":3,"3":20}' style="border-right:1px solid #000000;overflow:hidden;padding:0px 3px 0px 3px;vertical-align:bottom;text-align:center;">20</td> </tr> <tr style="height:20px;"> <td style="border-left:1px solid #000000;overflow:hidden;padding:0px 3px 0px 3px;vertical-align:bottom;font-weight:bold;"></td> <td data-sheets-value='{"1":2,"2":"Double-walled"}' style="overflow:hidden;padding:0px 3px 0px 3px;vertical-align:bottom;font-weight:bold;">Double-walled</td> <td data-sheets-value='{"1":2,"2":"Opal (A/D)"}' style="border-right:1px solid #000000;overflow:hidden;padding:0px 3px 0px 3px;vertical-align:bottom;font-weight:bold;">Opal (A/D)</td> <td data-sheets-numberformat='{"1":2,"2":"0.00","3":1}' data-sheets-value='{"1":3,"3":2.9}' style="overflow:hidden;padding:0px 3px 0px 3px;vertical-align:bottom;text-align:center;">2.90</td> <td data-sheets-numberformat='{"1":2,"2":"0","3":1}' data-sheets-value='{"1":3,"3":51}' style="overflow:hidden;padding:0px 3px 0px 3px;vertical-align:bottom;text-align:center;">51</td> <td data-sheets-numberformat='{"1":2,"2":"0","3":1}' data-sheets-value='{"1":3,"3":50}' style="overflow:hidden;padding:0px 3px 0px 3px;vertical-align:bottom;text-align:center;">50</td> <td data-sheets-numberformat='{"1":2,"2":"0","3":1}' data-sheets-value='{"1":3,"3":20}' style="border-right:1px solid #000000;overflow:hidden;padding:0px 3px 0px 3px;vertical-align:bottom;text-align:center;">20</td> </tr> <tr style="height:20px;"> <td style="border-left:1px solid #000000;overflow:hidden;padding:0px 3px 0px 3px;vertical-align:bottom;font-weight:bold;"></td> <td data-sheets-value='{"1":2,"2":"Triple-walled"}' style="overflow:hidden;padding:0px 3px 0px 3px;vertical-align:bottom;font-weight:bold;">Triple-walled</td> <td data-sheets-value='{"1":2,"2":"Clear (A/H/H)"}' style="border-right:1px solid #000000;overflow:hidden;padding:0px 3px 0px 3px;vertical-align:bottom;font-weight:bold;">Clear (A/H/H)</td> <td data-sheets-numberformat='{"1":2,"2":"0.00","3":1}' data-sheets-value='{"1":3,"3":1.7}' style="overflow:hidden;padding:0px 3px 0px 3px;vertical-align:bottom;text-align:center;">1.70</td> <td data-sheets-numberformat='{"1":2,"2":"0","3":1}' data-sheets-value='{"1":3,"3":71}' style="overflow:hidden;padding:0px 3px 0px 3px;vertical-align:bottom;text-align:center;">71</td> <td data-sheets-numberformat='{"1":2,"2":"0","3":1}' data-sheets-value='{"1":3,"3":63}' style="overflow:hidden;padding:0px 3px 0px 3px;vertical-align:bottom;text-align:center;">63</td> <td data-sheets-numberformat='{"1":2,"2":"0","3":1}' data-sheets-value='{"1":3,"3":22}' style="border-right:1px solid #000000;overflow:hidden;padding:0px 3px 0px 3px;vertical-align:bottom;text-align:center;">22</td> </tr> <tr style="height:20px;"> <td style="border-left:1px solid #000000;overflow:hidden;padding:0px 3px 0px 3px;vertical-align:bottom;font-weight:bold;"></td> <td data-sheets-value='{"1":2,"2":"Triple-walled"}' style="overflow:hidden;padding:0px 3px 0px 3px;vertical-align:bottom;font-weight:bold;">Triple-walled</td> <td data-sheets-value='{"1":2,"2":"Opal (A/O/O)"}' style="border-right:1px solid #000000;overflow:hidden;padding:0px 3px 0px 3px;vertical-align:bottom;font-weight:bold;">Opal (A/O/O)</td> <td data-sheets-numberformat='{"1":2,"2":"0.00","3":1}' data-sheets-value='{"1":3,"3":1.7}' style="overflow:hidden;padding:0px 3px 0px 3px;vertical-align:bottom;text-align:center;">1.70</td> <td data-sheets-numberformat='{"1":2,"2":"0","3":1}' data-sheets-value='{"1":3,"3":61}' style="overflow:hidden;padding:0px 3px 0px 3px;vertical-align:bottom;text-align:center;">61</td> <td data-sheets-numberformat='{"1":2,"2":"0","3":1}' data-sheets-value='{"1":3,"3":48}' style="overflow:hidden;padding:0px 3px 0px 3px;vertical-align:bottom;text-align:center;">48</td> <td data-sheets-numberformat='{"1":2,"2":"0","3":1}' data-sheets-value='{"1":3,"3":22}' style="border-right:1px solid #000000;overflow:hidden;padding:0px 3px 0px 3px;vertical-align:bottom;text-align:center;">22</td> </tr> <tr style="height:20px;"> <td style="border-left:1px solid #000000;overflow:hidden;padding:0px 3px 0px 3px;vertical-align:bottom;font-weight:bold;"></td> <td data-sheets-value='{"1":2,"2":"Four-walled"}' style="overflow:hidden;padding:0px 3px 0px 3px;vertical-align:bottom;font-weight:bold;">Four-walled</td> <td data-sheets-value='{"1":2,"2":"Clear (A/H/H/H)"}' style="border-right:1px solid #000000;overflow:hidden;padding:0px 3px 0px 3px;vertical-align:bottom;font-weight:bold;">Clear (A/H/H/H)</td> <td data-sheets-numberformat='{"1":2,"2":"0.00","3":1}' data-sheets-value='{"1":3,"3":1.28}' style="overflow:hidden;padding:0px 3px 0px 3px;vertical-align:bottom;text-align:center;">1.28</td> <td data-sheets-numberformat='{"1":2,"2":"0","3":1}' data-sheets-value='{"1":3,"3":64}' style="overflow:hidden;padding:0px 3px 0px 3px;vertical-align:bottom;text-align:center;">64</td> <td data-sheets-numberformat='{"1":2,"2":"0","3":1}' data-sheets-value='{"1":3,"3":52}' style="overflow:hidden;padding:0px 3px 0px 3px;vertical-align:bottom;text-align:center;">52</td> <td data-sheets-numberformat='{"1":2,"2":"0","3":1}' data-sheets-value='{"1":3,"3":23}' style="border-right:1px solid #000000;overflow:hidden;padding:0px 3px 0px 3px;vertical-align:bottom;text-align:center;">23</td> </tr> <tr style="height:20px;"> <td style="border-bottom:1px solid #000000;border-left:1px solid #000000;overflow:hidden;padding:0px 3px 0px 3px;vertical-align:bottom;"></td> <td data-sheets-value='{"1":2,"2":"Four-walled"}' style="border-bottom:1px solid #000000;overflow:hidden;padding:0px 3px 0px 3px;vertical-align:bottom;font-weight:bold;">Four-walled</td> <td data-sheets-value='{"1":2,"2":"Opal (A/H/O/H)"}' style="border-right:1px solid #000000;border-bottom:1px solid #000000;overflow:hidden;padding:0px 3px 0px 3px;vertical-align:bottom;font-weight:bold;">Opal (A/H/O/H)</td> <td data-sheets-numberformat='{"1":2,"2":"0.00","3":1}' data-sheets-value='{"1":3,"3":1.28}' style="border-bottom:1px solid #000000;overflow:hidden;padding:0px 3px 0px 3px;vertical-align:bottom;text-align:center;">1.28</td> <td data-sheets-numberformat='{"1":2,"2":"0","3":1}' data-sheets-value='{"1":3,"3":59}' style="border-bottom:1px solid #000000;overflow:hidden;padding:0px 3px 0px 3px;vertical-align:bottom;text-align:center;">59</td> <td data-sheets-numberformat='{"1":2,"2":"0","3":1}' data-sheets-value='{"1":3,"3":46}' style="border-bottom:1px solid #000000;overflow:hidden;padding:0px 3px 0px 3px;vertical-align:bottom;text-align:center;">46</td> <td data-sheets-numberformat='{"1":2,"2":"0","3":1}' data-sheets-value='{"1":3,"3":23}' style="border-right:1px solid #000000;border-bottom:1px solid #000000;overflow:hidden;padding:0px 3px 0px 3px;vertical-align:bottom;text-align:center;">23</td> </tr> <tr style="height:20px;"> <td data-sheets-value='{"1":2,"2":"Polycarbonate"}' style="border-left:1px solid #000000;overflow:hidden;padding:0px 3px 0px 3px;vertical-align:bottom;font-weight:bold;">Polycarbonate</td> <td data-sheets-value='{"1":2,"2":"Single-walled"}' style="overflow:hidden;padding:0px 3px 0px 3px;vertical-align:bottom;font-weight:bold;">Single-walled</td> <td data-sheets-value='{"1":2,"2":"Heatstop Opal (T)"}' style="border-right:1px solid #000000;overflow:hidden;padding:0px 3px 0px 3px;vertical-align:bottom;font-weight:bold;">Heatstop Opal (T)</td> <td data-sheets-numberformat='{"1":2,"2":"0.00","3":1}' data-sheets-value='{"1":3,"3":5.17}' style="overflow:hidden;padding:0px 3px 0px 3px;vertical-align:bottom;text-align:center;">5.17</td> <td data-sheets-numberformat='{"1":2,"2":"0","3":1}' data-sheets-value='{"1":3,"3":49}' style="overflow:hidden;padding:0px 3px 0px 3px;vertical-align:bottom;text-align:center;">49</td> <td data-sheets-numberformat='{"1":2,"2":"0","3":1}' data-sheets-value='{"1":3,"3":59}' style="overflow:hidden;padding:0px 3px 0px 3px;vertical-align:bottom;text-align:center;">59</td> <td data-sheets-numberformat='{"1":2,"2":"0","3":1}' data-sheets-value='{"1":2,"2":"-"}' style="border-right:1px solid #000000;overflow:hidden;padding:0px 3px 0px 3px;vertical-align:bottom;text-align:center;">-</td> </tr> <tr style="height:20px;"> <td data-sheets-value='{"1":2,"2":"Heatstop PC"}' style="border-left:1px solid #000000;overflow:hidden;padding:0px 3px 0px 3px;vertical-align:bottom;font-weight:bold;">Heatstop PC</td> <td data-sheets-value='{"1":2,"2":"Double-walled"}' style="overflow:hidden;padding:0px 3px 0px 3px;vertical-align:bottom;font-weight:bold;">Double-walled</td> <td data-sheets-value='{"1":2,"2":"Clear (T/H)"}' style="border-right:1px solid #000000;overflow:hidden;padding:0px 3px 0px 3px;vertical-align:bottom;font-weight:bold;">Clear (T/H)</td> <td data-sheets-numberformat='{"1":2,"2":"0.00","3":1}' data-sheets-value='{"1":3,"3":2.9}' style="overflow:hidden;padding:0px 3px 0px 3px;vertical-align:bottom;text-align:center;">2.90</td> <td data-sheets-numberformat='{"1":2,"2":"0","3":1}' data-sheets-value='{"1":3,"3":44}' style="overflow:hidden;padding:0px 3px 0px 3px;vertical-align:bottom;text-align:center;">44</td> <td data-sheets-numberformat='{"1":2,"2":"0","3":1}' data-sheets-value='{"1":3,"3":51}' style="overflow:hidden;padding:0px 3px 0px 3px;vertical-align:bottom;text-align:center;">51</td> <td data-sheets-numberformat='{"1":2,"2":"0","3":1}' data-sheets-value='{"1":3,"3":20}' style="border-right:1px solid #000000;overflow:hidden;padding:0px 3px 0px 3px;vertical-align:bottom;text-align:center;">20</td> </tr> <tr style="height:20px;"> <td style="border-left:1px solid #000000;overflow:hidden;padding:0px 3px 0px 3px;vertical-align:bottom;font-weight:bold;"></td> <td data-sheets-value='{"1":2,"2":"Double-walled"}' style="overflow:hidden;padding:0px 3px 0px 3px;vertical-align:bottom;font-weight:bold;">Double-walled</td> <td data-sheets-value='{"1":2,"2":"Opal (T/O)"}' style="border-right:1px solid #000000;overflow:hidden;padding:0px 3px 0px 3px;vertical-align:bottom;font-weight:bold;">Opal (T/O)</td> <td data-sheets-numberformat='{"1":2,"2":"0.00","3":1}' data-sheets-value='{"1":3,"3":2.9}' style="overflow:hidden;padding:0px 3px 0px 3px;vertical-align:bottom;text-align:center;">2.90</td> <td data-sheets-numberformat='{"1":2,"2":"0","3":1}' data-sheets-value='{"1":3,"3":41}' style="overflow:hidden;padding:0px 3px 0px 3px;vertical-align:bottom;text-align:center;">41</td> <td data-sheets-numberformat='{"1":2,"2":"0","3":1}' data-sheets-value='{"1":3,"3":45}' style="overflow:hidden;padding:0px 3px 0px 3px;vertical-align:bottom;text-align:center;">45</td> <td data-sheets-numberformat='{"1":2,"2":"0","3":1}' data-sheets-value='{"1":3,"3":20}' style="border-right:1px solid #000000;overflow:hidden;padding:0px 3px 0px 3px;vertical-align:bottom;text-align:center;">20</td> </tr> <tr style="height:20px;"> <td style="border-left:1px solid #000000;overflow:hidden;padding:0px 3px 0px 3px;vertical-align:bottom;font-weight:bold;"></td> <td data-sheets-value='{"1":2,"2":"Triple-walled"}' style="overflow:hidden; | skylux-160-ce-met-koepel-en-metaalopstand-met-lm-motor-en-windvang-1050-x-1050-mm | 8586005709133 | 46872290558285
Smoke and heat exhaust (SHEV) | SHE system | Skylux | Skylux 160° CE with skylight and metal curb with LM-actuator and spoiler 1050 x 1650 mm |  | 50980 | 5412970509806 | 4604.05 | Yes | 30-45 | 92.12 | 1050 x 1650 mm | 1650 | 1050 |  | metal curb M30 (30 cm high) | Rectangular | 5.17 W/m²K - 1.28 W/m²K | 87% - 32% | 90% - 32% | 20dB - 23dB | 160° CE (for industry) | skylight | with spoiler | E | Single actuator | Maximum four-walled skylight possible for this product | Ut-value LT-value g-value Rw-value EN 1873 : 2014 EN ISO 13468 EN 16153 EN 410 EN 410 EN ISO 140-3 Material Walls Shells (W/m²K) (%) (%) (dB) Acrylic Single-walled Clear (H) 5.17 90 87 - PMMA Single-walled Opal (O) 5.17 83 76 - Double-walled Clear (H/H) 2.90 81 75 20 Double-walled Opal (O/O) 2.90 69 58 20 Triple-walled Clear (H/H/H) 1.70 73 65 22 Triple-walled Opal (O/H/O) 1.70 62 51 22 Four-walled Clear (H/H/H/H) 1.28 64 54 23 Four-walled Opal (H/H/O/H) 1.28 59 48 23 Polycarbonate Single-walled Clear (A) 5.17 88 83 - PC Single-walled Opal (D) 5.17 58 60 - Double-walled Clear (A/H) 2.90 79 72 20 Double-walled Clear (A/A) 2.90 77 69 20 Double-walled Opal (A/O) 2.90 73 63 20 Double-walled Opal (A/D) 2.90 51 50 20 Triple-walled Clear (A/H/H) 1.70 71 63 22 Triple-walled Opal (A/O/O) 1.70 61 48 22 Four-walled Clear (A/H/H/H) 1.28 64 52 23 Four-walled Opal (A/H/O/H) 1.28 59 46 23 Polycarbonate Single-walled Heatstop Opal (T) 5.17 49 59 - Heatstop PC Double-walled Clear (T/H) 2.90 44 51 20 Double-walled Opal (T/O) 2.90 41 45 20 Triple-walled Clear (T/H/H) 1.70 40 <td data-sheets-numberformat='{"1":2,"2":"0","3":1}' data-sheets-value='{"1":3,"3":44}' style="overflow:hidden;paddin | https://skylux.eu/en/products/skylux-160-ce-met-koepel-en-metaalopstand-met-lm-motor-en-windvang-1050-x-1650-mm | https://skylux.eu/cdn/shop/files/Skylux-160deg-CE-met-koepel-en-metaalopstand-met-LM-motor-en-windvang-1050-x-1650-mm-RWA-systeem.jpg?v=1702977541&width=1600 | https://skylux.eu/cdn/shop/files/e5a82811-1bb0-48e4-a776-cacb59c7c092_7f589933-a681-4444-9ee7-e04224b5f8ab.jpg?v=1688550405&width=1600 | //skylux.eu/cdn/shop/files/E_MH_Mounting_instructions_Skylux_160_CE_LM.pdf?v=12406716259046007223 | //skylux.eu/cdn/shop/files/E_TD_Technical_File_Skylux_Skylux_160_CE_Electric.pdf?v=3667116872303399239 | <style type="text/css" id="isPasted"> <!--td { border: 1px solid #cccccc; } br { mso-data-placement: same-cell; } --> </style> <table border="1" cellpadding="0" cellspacing="0" dir="ltr" style="table-layout:fixed;font-size:10pt;font-family:Arial;border-collapse:collapse;border:none;"><tbody> <tr style="height:20px;"> <td style="overflow:hidden;padding:0px 3px 0px 3px;vertical-align:bottom;"></td> <td style="overflow:hidden;padding:0px 3px 0px 3px;vertical-align:bottom;"></td> <td style="overflow:hidden;padding:0px 3px 0px 3px;vertical-align:bottom;"></td> <td data-sheets-value='{"1":2,"2":"Ut-value"}' style="overflow:hidden;padding:0px 3px 0px 3px;vertical-align:bottom;font-weight:bold;text-align:center;">Ut-value</td> <td data-sheets-value='{"1":2,"2":"LT-value"}' style="overflow:hidden;padding:0px 3px 0px 3px;vertical-align:bottom;font-weight:bold;text-align:center;">LT-value</td> <td data-sheets-value='{"1":2,"2":"g-value"}' style="overflow:hidden;padding:0px 3px 0px 3px;vertical-align:bottom;font-weight:bold;text-align:center;">g-value</td> <td data-sheets-value='{"1":2,"2":"Rw-value "}' style="overflow:hidden;padding:0px 3px 0px 3px;vertical-align:bottom;font-weight:bold;text-align:center;">Rw-value </td> </tr> <tr style="height:20px;"> <td style="overflow:hidden;padding:0px 3px 0px 3px;vertical-align:bottom;"></td> <td style="overflow:hidden;padding:0px 3px 0px 3px;vertical-align:bottom;"></td> <td style="overflow:hidden;padding:0px 3px 0px 3px;vertical-align:bottom;"></td> <td data-sheets-numberformat='{"1":2,"2":"0.00","3":1}' data-sheets-value='{"1":2,"2":"EN 1873 : 2014"}' style="overflow:hidden;padding:0px 3px 0px 3px;vertical-align:bottom;text-align:center;">EN 1873 : 2014</td> <td data-sheets-numberformat='{"1":2,"2":"0","3":1}' data-sheets-value='{"1":2,"2":"EN ISO 13468 EN 16153 EN 410"}' style="overflow:hidden;padding:0px 3px 0px 3px;vertical-align:bottom;text-align:center;">EN ISO 13468 EN 16153 EN 410</td> <td data-sheets-numberformat='{"1":2,"2":"0","3":1}' data-sheets-value='{"1":2,"2":"EN 410"}' style="overflow:hidden;padding:0px 3px 0px 3px;vertical-align:bottom;text-align:center;">EN 410</td> <td data-sheets-value='{"1":2,"2":"EN ISO 140-3\t\t"}' style="overflow:hidden;padding:0px 3px 0px 3px;vertical-align:bottom;text-align:center;">EN ISO 140-3 </td> </tr> <tr style="height:20px;"> <td data-sheets-value='{"1":2,"2":"Material"}' style="border-bottom:1px solid #000000;overflow:hidden;padding:0px 3px 0px 3px;vertical-align:bottom;background-color:#000000;font-weight:bold;color:#ffffff;">Material</td> <td data-sheets-value='{"1":2,"2":"Walls"}' style="border-bottom:1px solid #000000;overflow:hidden;padding:0px 3px 0px 3px;vertical-align:bottom;background-color:#000000;font-weight:bold;color:#ffffff;">Walls</td> <td data-sheets-value='{"1":2,"2":"Shells"}' style="border-bottom:1px solid #000000;overflow:hidden;padding:0px 3px 0px 3px;vertical-align:bottom;background-color:#000000;font-weight:bold;color:#ffffff;">Shells</td> <td data-sheets-numberformat='{"1":2,"2":"0.00","3":1}' data-sheets-value='{"1":2,"2":"(W/m²K)\t"}' style="border-bottom:1px solid #000000;overflow:hidden;padding:0px 3px 0px 3px;vertical-align:bottom;background-color:#000000;font-weight:bold;color:#ffffff;text-align:center;">(W/m²K) </td> <td data-sheets-numberformat='{"1":2,"2":"0","3":1}' data-sheets-value='{"1":2,"2":"(%)"}' style="border-bottom:1px solid #000000;overflow:hidden;padding:0px 3px 0px 3px;vertical-align:bottom;background-color:#000000;font-weight:bold;color:#ffffff;text-align:center;">(%)</td> <td data-sheets-numberformat='{"1":2,"2":"0","3":1}' data-sheets-value='{"1":2,"2":"(%)"}' style="border-bottom:1px solid #000000;overflow:hidden;padding:0px 3px 0px 3px;vertical-align:bottom;background-color:#000000;font-weight:bold;color:#ffffff;text-align:center;">(%)</td> <td data-sheets-value='{"1":2,"2":"(dB)"}' style="border-bottom:1px solid #000000;overflow:hidden;padding:0px 3px 0px 3px;vertical-align:bottom;background-color:#000000;font-weight:bold;color:#ffffff;text-align:center;">(dB)</td> </tr> <tr style="height:20px;"> <td data-sheets-value='{"1":2,"2":"Acrylic"}' style="border-left:1px solid #000000;overflow:hidden;padding:0px 3px 0px 3px;vertical-align:bottom;font-weight:bold;">Acrylic</td> <td data-sheets-value='{"1":2,"2":"Single-walled"}' style="overflow:hidden;padding:0px 3px 0px 3px;vertical-align:bottom;font-weight:bold;">Single-walled</td> <td data-sheets-value='{"1":2,"2":"Clear (H)"}' style="border-right:1px solid #000000;overflow:hidden;padding:0px 3px 0px 3px;vertical-align:bottom;font-weight:bold;">Clear (H)</td> <td data-sheets-numberformat='{"1":2,"2":"0.00","3":1}' data-sheets-value='{"1":3,"3":5.17}' style="overflow:hidden;padding:0px 3px 0px 3px;vertical-align:bottom;text-align:center;">5.17</td> <td data-sheets-numberformat='{"1":2,"2":"0","3":1}' data-sheets-value='{"1":3,"3":90}' style="overflow:hidden;padding:0px 3px 0px 3px;vertical-align:bottom;text-align:center;">90</td> <td data-sheets-numberformat='{"1":2,"2":"0","3":1}' data-sheets-value='{"1":3,"3":87}' style="overflow:hidden;padding:0px 3px 0px 3px;vertical-align:bottom;text-align:center;">87</td> <td data-sheets-numberformat='{"1":2,"2":"0","3":1}' data-sheets-value='{"1":2,"2":"-"}' style="border-right:1px solid #000000;overflow:hidden;padding:0px 3px 0px 3px;vertical-align:bottom;text-align:center;">-</td> </tr> <tr style="height:20px;"> <td data-sheets-value='{"1":2,"2":"PMMA"}' style="border-left:1px solid #000000;overflow:hidden;padding:0px 3px 0px 3px;vertical-align:bottom;font-weight:bold;">PMMA</td> <td data-sheets-value='{"1":2,"2":"Single-walled"}' style="overflow:hidden;padding:0px 3px 0px 3px;vertical-align:bottom;font-weight:bold;">Single-walled</td> <td data-sheets-value='{"1":2,"2":"Opal (O)"}' style="border-right:1px solid #000000;overflow:hidden;padding:0px 3px 0px 3px;vertical-align:bottom;font-weight:bold;">Opal (O)</td> <td data-sheets-numberformat='{"1":2,"2":"0.00","3":1}' data-sheets-value='{"1":3,"3":5.17}' style="overflow:hidden;padding:0px 3px 0px 3px;vertical-align:bottom;text-align:center;">5.17</td> <td data-sheets-numberformat='{"1":2,"2":"0","3":1}' data-sheets-value='{"1":3,"3":83}' style="overflow:hidden;padding:0px 3px 0px 3px;vertical-align:bottom;text-align:center;">83</td> <td data-sheets-numberformat='{"1":2,"2":"0","3":1}' data-sheets-value='{"1":3,"3":76}' style="overflow:hidden;padding:0px 3px 0px 3px;vertical-align:bottom;text-align:center;">76</td> <td data-sheets-numberformat='{"1":2,"2":"0","3":1}' data-sheets-value='{"1":2,"2":"-"}' style="border-right:1px solid #000000;overflow:hidden;padding:0px 3px 0px 3px;vertical-align:bottom;text-align:center;">-</td> </tr> <tr style="height:20px;"> <td style="border-left:1px solid #000000;overflow:hidden;padding:0px 3px 0px 3px;vertical-align:bottom;font-weight:bold;"></td> <td data-sheets-value='{"1":2,"2":"Double-walled"}' style="overflow:hidden;padding:0px 3px 0px 3px;vertical-align:bottom;font-weight:bold;">Double-walled</td> <td data-sheets-value='{"1":2,"2":"Clear (H/H)"}' style="border-right:1px solid #000000;overflow:hidden;padding:0px 3px 0px 3px;vertical-align:bottom;font-weight:bold;">Clear (H/H)</td> <td data-sheets-numberformat='{"1":2,"2":"0.00","3":1}' data-sheets-value='{"1":3,"3":2.9}' style="overflow:hidden;padding:0px 3px 0px 3px;vertical-align:bottom;text-align:center;">2.90</td> <td data-sheets-numberformat='{"1":2,"2":"0","3":1}' data-sheets-value='{"1":3,"3":81}' style="overflow:hidden;padding:0px 3px 0px 3px;vertical-align:bottom;text-align:center;">81</td> <td data-sheets-numberformat='{"1":2,"2":"0","3":1}' data-sheets-value='{"1":3,"3":75}' style="overflow:hidden;padding:0px 3px 0px 3px;vertical-align:bottom;text-align:center;">75</td> <td data-sheets-numberformat='{"1":2,"2":"0","3":1}' data-sheets-value='{"1":3,"3":20}' style="border-right:1px solid #000000;overflow:hidden;padding:0px 3px 0px 3px;vertical-align:bottom;text-align:center;">20</td> </tr> <tr style="height:20px;"> <td style="border-left:1px solid #000000;overflow:hidden;padding:0px 3px 0px 3px;vertical-align:bottom;font-weight:bold;"></td> <td data-sheets-value='{"1":2,"2":"Double-walled"}' style="overflow:hidden;padding:0px 3px 0px 3px;vertical-align:bottom;font-weight:bold;">Double-walled</td> <td data-sheets-value='{"1":2,"2":"Opal (O/O)"}' style="border-right:1px solid #000000;overflow:hidden;padding:0px 3px 0px 3px;vertical-align:bottom;font-weight:bold;">Opal (O/O)</td> <td data-sheets-numberformat='{"1":2,"2":"0.00","3":1}' data-sheets-value='{"1":3,"3":2.9}' style="overflow:hidden;padding:0px 3px 0px 3px;vertical-align:bottom;text-align:center;">2.90</td> <td data-sheets-numberformat='{"1":2,"2":"0","3":1}' data-sheets-value='{"1":3,"3":69}' style="overflow:hidden;padding:0px 3px 0px 3px;vertical-align:bottom;text-align:center;">69</td> <td data-sheets-numberformat='{"1":2,"2":"0","3":1}' data-sheets-value='{"1":3,"3":58}' style="overflow:hidden;padding:0px 3px 0px 3px;vertical-align:bottom;text-align:center;">58</td> <td data-sheets-numberformat='{"1":2,"2":"0","3":1}' data-sheets-value='{"1":3,"3":20}' style="border-right:1px solid #000000;overflow:hidden;padding:0px 3px 0px 3px;vertical-align:bottom;text-align:center;">20</td> </tr> <tr style="height:20px;"> <td style="border-left:1px solid #000000;overflow:hidden;padding:0px 3px 0px 3px;vertical-align:bottom;font-weight:bold;"></td> <td data-sheets-value='{"1":2,"2":"Triple-walled"}' style="overflow:hidden;padding:0px 3px 0px 3px;vertical-align:bottom;font-weight:bold;">Triple-walled</td> <td data-sheets-value='{"1":2,"2":"Clear (H/H/H)"}' style="border-right:1px solid #000000;overflow:hidden;padding:0px 3px 0px 3px;vertical-align:bottom;font-weight:bold;">Clear (H/H/H)</td> <td data-sheets-numberformat='{"1":2,"2":"0.00","3":1}' data-sheets-value='{"1":3,"3":1.7}' style="overflow:hidden;padding:0px 3px 0px 3px;vertical-align:bottom;text-align:center;">1.70</td> <td data-sheets-numberformat='{"1":2,"2":"0","3":1}' data-sheets-value='{"1":3,"3":73}' style="overflow:hidden;padding:0px 3px 0px 3px;vertical-align:bottom;text-align:center;">73</td> <td data-sheets-numberformat='{"1":2,"2":"0","3":1}' data-sheets-value='{"1":3,"3":65}' style="overflow:hidden;padding:0px 3px 0px 3px;vertical-align:bottom;text-align:center;">65</td> <td data-sheets-numberformat='{"1":2,"2":"0","3":1}' data-sheets-value='{"1":3,"3":22}' style="border-right:1px solid #000000;overflow:hidden;padding:0px 3px 0px 3px;vertical-align:bottom;text-align:center;">22</td> </tr> <tr style="height:20px;"> <td style="border-left:1px solid #000000;overflow:hidden;padding:0px 3px 0px 3px;vertical-align:bottom;font-weight:bold;"></td> <td data-sheets-value='{"1":2,"2":"Triple-walled"}' style="overflow:hidden;padding:0px 3px 0px 3px;vertical-align:bottom;font-weight:bold;">Triple-walled</td> <td data-sheets-value='{"1":2,"2":"Opal (O/H/O)"}' style="border-right:1px solid #000000;overflow:hidden;padding:0px 3px 0px 3px;vertical-align:bottom;font-weight:bold;">Opal (O/H/O)</td> <td data-sheets-numberformat='{"1":2,"2":"0.00","3":1}' data-sheets-value='{"1":3,"3":1.7}' style="overflow:hidden;padding:0px 3px 0px 3px;vertical-align:bottom;text-align:center;">1.70</td> <td data-sheets-numberformat='{"1":2,"2":"0","3":1}' data-sheets-value='{"1":3,"3":62}' style="overflow:hidden;padding:0px 3px 0px 3px;vertical-align:bottom;text-align:center;">62</td> <td data-sheets-numberformat='{"1":2,"2":"0","3":1}' data-sheets-value='{"1":3,"3":51}' style="overflow:hidden;padding:0px 3px 0px 3px;vertical-align:bottom;text-align:center;">51</td> <td data-sheets-numberformat='{"1":2,"2":"0","3":1}' data-sheets-value='{"1":3,"3":22}' style="border-right:1px solid #000000;overflow:hidden;padding:0px 3px 0px 3px;vertical-align:bottom;text-align:center;">22</td> </tr> <tr style="height:20px;"> <td style="border-left:1px solid #000000;overflow:hidden;padding:0px 3px 0px 3px;vertical-align:bottom;font-weight:bold;"></td> <td data-sheets-value='{"1":2,"2":"Four-walled"}' style="overflow:hidden;padding:0px 3px 0px 3px;vertical-align:bottom;font-weight:bold;">Four-walled</td> <td data-sheets-value='{"1":2,"2":"Clear (H/H/H/H)"}' style="border-right:1px solid #000000;overflow:hidden;padding:0px 3px 0px 3px;vertical-align:bottom;font-weight:bold;">Clear (H/H/H/H)</td> <td data-sheets-numberformat='{"1":2,"2":"0.00","3":1}' data-sheets-value='{"1":3,"3":1.28}' style="overflow:hidden;padding:0px 3px 0px 3px;vertical-align:bottom;text-align:center;">1.28</td> <td data-sheets-numberformat='{"1":2,"2":"0","3":1}' data-sheets-value='{"1":3,"3":64}' style="overflow:hidden;padding:0px 3px 0px 3px;vertical-align:bottom;text-align:center;">64</td> <td data-sheets-numberformat='{"1":2,"2":"0","3":1}' data-sheets-value='{"1":3,"3":54}' style="overflow:hidden;padding:0px 3px 0px 3px;vertical-align:bottom;text-align:center;">54</td> <td data-sheets-numberformat='{"1":2,"2":"0","3":1}' data-sheets-value='{"1":3,"3":23}' style="border-right:1px solid #000000;overflow:hidden;padding:0px 3px 0px 3px;vertical-align:bottom;text-align:center;">23</td> </tr> <tr style="height:20px;"> <td style="border-bottom:1px solid #000000;border-left:1px solid #000000;overflow:hidden;padding:0px 3px 0px 3px;vertical-align:bottom;"></td> <td data-sheets-value='{"1":2,"2":"Four-walled"}' style="border-bottom:1px solid #000000;overflow:hidden;padding:0px 3px 0px 3px;vertical-align:bottom;font-weight:bold;">Four-walled</td> <td data-sheets-value='{"1":2,"2":"Opal (H/H/O/H)"}' style="border-right:1px solid #000000;border-bottom:1px solid #000000;overflow:hidden;padding:0px 3px 0px 3px;vertical-align:bottom;font-weight:bold;">Opal (H/H/O/H)</td> <td data-sheets-numberformat='{"1":2,"2":"0.00","3":1}' data-sheets-value='{"1":3,"3":1.28}' style="border-bottom:1px solid #000000;overflow:hidden;padding:0px 3px 0px 3px;vertical-align:bottom;text-align:center;">1.28</td> <td data-sheets-numberformat='{"1":2,"2":"0","3":1}' data-sheets-value='{"1":3,"3":59}' style="border-bottom:1px solid #000000;overflow:hidden;padding:0px 3px 0px 3px;vertical-align:bottom;text-align:center;">59</td> <td data-sheets-numberformat='{"1":2,"2":"0","3":1}' data-sheets-value='{"1":3,"3":48}' style="border-bottom:1px solid #000000;overflow:hidden;padding:0px 3px 0px 3px;vertical-align:bottom;text-align:center;">48</td> <td data-sheets-numberformat='{"1":2,"2":"0","3":1}' data-sheets-value='{"1":3,"3":23}' style="border-right:1px solid #000000;border-bottom:1px solid #000000;overflow:hidden;padding:0px 3px 0px 3px;vertical-align:bottom;text-align:center;">23</td> </tr> <tr style="height:20px;"> <td data-sheets-value='{"1":2,"2":"Polycarbonate "}' style="border-left:1px solid #000000;overflow:hidden;padding:0px 3px 0px 3px;vertical-align:bottom;font-weight:bold;">Polycarbonate </td> <td data-sheets-value='{"1":2,"2":"Single-walled"}' style="overflow:hidden;padding:0px 3px 0px 3px;vertical-align:bottom;font-weight:bold;">Single-walled</td> <td data-sheets-value='{"1":2,"2":"Clear (A)"}' style="border-right:1px solid #000000;overflow:hidden;padding:0px 3px 0px 3px;vertical-align:bottom;font-weight:bold;">Clear (A)</td> <td data-sheets-numberformat='{"1":2,"2":"0.00","3":1}' data-sheets-value='{"1":3,"3":5.17}' style="overflow:hidden;padding:0px 3px 0px 3px;vertical-align:bottom;text-align:center;">5.17</td> <td data-sheets-numberformat='{"1":2,"2":"0","3":1}' data-sheets-value='{"1":3,"3":88}' style="overflow:hidden;padding:0px 3px 0px 3px;vertical-align:bottom;text-align:center;">88</td> <td data-sheets-numberformat='{"1":2,"2":"0","3":1}' data-sheets-value='{"1":3,"3":83}' style="overflow:hidden;padding:0px 3px 0px 3px;vertical-align:bottom;text-align:center;">83</td> <td data-sheets-numberformat='{"1":2,"2":"0","3":1}' data-sheets-value='{"1":2,"2":"-"}' style="border-right:1px solid #000000;overflow:hidden;padding:0px 3px 0px 3px;vertical-align:bottom;text-align:center;">-</td> </tr> <tr style="height:20px;"> <td data-sheets-value='{"1":2,"2":"PC"}' style="border-left:1px solid #000000;overflow:hidden;padding:0px 3px 0px 3px;vertical-align:bottom;font-weight:bold;">PC</td> <td data-sheets-value='{"1":2,"2":"Single-walled"}' style="overflow:hidden;padding:0px 3px 0px 3px;vertical-align:bottom;font-weight:bold;">Single-walled</td> <td data-sheets-value='{"1":2,"2":"Opal (D)"}' style="border-right:1px solid #000000;overflow:hidden;padding:0px 3px 0px 3px;vertical-align:bottom;font-weight:bold;">Opal (D)</td> <td data-sheets-numberformat='{"1":2,"2":"0.00","3":1}' data-sheets-value='{"1":3,"3":5.17}' style="overflow:hidden;padding:0px 3px 0px 3px;vertical-align:bottom;text-align:center;">5.17</td> <td data-sheets-numberformat='{"1":2,"2":"0","3":1}' data-sheets-value='{"1":3,"3":58}' style="overflow:hidden;padding:0px 3px 0px 3px;vertical-align:bottom;text-align:center;">58</td> <td data-sheets-numberformat='{"1":2,"2":"0","3":1}' data-sheets-value='{"1":3,"3":60}' style="overflow:hidden;padding:0px 3px 0px 3px;vertical-align:bottom;text-align:center;">60</td> <td data-sheets-numberformat='{"1":2,"2":"0","3":1}' data-sheets-value='{"1":2,"2":"-"}' style="border-right:1px solid #000000;overflow:hidden;padding:0px 3px 0px 3px;vertical-align:bottom;text-align:center;">-</td> </tr> <tr style="height:20px;"> <td style="border-left:1px solid #000000;overflow:hidden;padding:0px 3px 0px 3px;vertical-align:bottom;font-weight:bold;"></td> <td data-sheets-value='{"1":2,"2":"Double-walled"}' style="overflow:hidden;padding:0px 3px 0px 3px;vertical-align:bottom;font-weight:bold;">Double-walled</td> <td data-sheets-value='{"1":2,"2":"Clear (A/H)"}' style="border-right:1px solid #000000;overflow:hidden;padding:0px 3px 0px 3px;vertical-align:bottom;font-weight:bold;">Clear (A/H)</td> <td data-sheets-numberformat='{"1":2,"2":"0.00","3":1}' data-sheets-value='{"1":3,"3":2.9}' style="overflow:hidden;padding:0px 3px 0px 3px;vertical-align:bottom;text-align:center;">2.90</td> <td data-sheets-numberformat='{"1":2,"2":"0","3":1}' data-sheets-value='{"1":3,"3":79}' style="overflow:hidden;padding:0px 3px 0px 3px;vertical-align:bottom;text-align:center;">79</td> <td data-sheets-numberformat='{"1":2,"2":"0","3":1}' data-sheets-value='{"1":3,"3":72}' style="overflow:hidden;padding:0px 3px 0px 3px;vertical-align:bottom;text-align:center;">72</td> <td data-sheets-numberformat='{"1":2,"2":"0","3":1}' data-sheets-value='{"1":3,"3":20}' style="border-right:1px solid #000000;overflow:hidden;padding:0px 3px 0px 3px;vertical-align:bottom;text-align:center;">20</td> </tr> <tr style="height:20px;"> <td style="border-left:1px solid #000000;overflow:hidden;padding:0px 3px 0px 3px;vertical-align:bottom;font-weight:bold;"></td> <td data-sheets-value='{"1":2,"2":"Double-walled"}' style="overflow:hidden;padding:0px 3px 0px 3px;vertical-align:bottom;font-weight:bold;">Double-walled</td> <td data-sheets-value='{"1":2,"2":"Clear (A/A)"}' style="border-right:1px solid #000000;overflow:hidden;padding:0px 3px 0px 3px;vertical-align:bottom;font-weight:bold;">Clear (A/A)</td> <td data-sheets-numberformat='{"1":2,"2":"0.00","3":1}' data-sheets-value='{"1":3,"3":2.9}' style="overflow:hidden;padding:0px 3px 0px 3px;vertical-align:bottom;text-align:center;">2.90</td> <td data-sheets-numberformat='{"1":2,"2":"0","3":1}' data-sheets-value='{"1":3,"3":77}' style="overflow:hidden;padding:0px 3px 0px 3px;vertical-align:bottom;text-align:center;">77</td> <td data-sheets-numberformat='{"1":2,"2":"0","3":1}' data-sheets-value='{"1":3,"3":69}' style="overflow:hidden;padding:0px 3px 0px 3px;vertical-align:bottom;text-align:center;">69</td> <td data-sheets-numberformat='{"1":2,"2":"0","3":1}' data-sheets-value='{"1":3,"3":20}' style="border-right:1px solid #000000;overflow:hidden;padding:0px 3px 0px 3px;vertical-align:bottom;text-align:center;">20</td> </tr> <tr style="height:20px;"> <td style="border-left:1px solid #000000;overflow:hidden;padding:0px 3px 0px 3px;vertical-align:bottom;font-weight:bold;"></td> <td data-sheets-value='{"1":2,"2":"Double-walled"}' style="overflow:hidden;padding:0px 3px 0px 3px;vertical-align:bottom;font-weight:bold;">Double-walled</td> <td data-sheets-value='{"1":2,"2":"Opal (A/O)"}' style="border-right:1px solid #000000;overflow:hidden;padding:0px 3px 0px 3px;vertical-align:bottom;font-weight:bold;">Opal (A/O)</td> <td data-sheets-numberformat='{"1":2,"2":"0.00","3":1}' data-sheets-value='{"1":3,"3":2.9}' style="overflow:hidden;padding:0px 3px 0px 3px;vertical-align:bottom;text-align:center;">2.90</td> <td data-sheets-numberformat='{"1":2,"2":"0","3":1}' data-sheets-value='{"1":3,"3":73}' style="overflow:hidden;padding:0px 3px 0px 3px;vertical-align:bottom;text-align:center;">73</td> <td data-sheets-numberformat='{"1":2,"2":"0","3":1}' data-sheets-value='{"1":3,"3":63}' style="overflow:hidden;padding:0px 3px 0px 3px;vertical-align:bottom;text-align:center;">63</td> <td data-sheets-numberformat='{"1":2,"2":"0","3":1}' data-sheets-value='{"1":3,"3":20}' style="border-right:1px solid #000000;overflow:hidden;padding:0px 3px 0px 3px;vertical-align:bottom;text-align:center;">20</td> </tr> <tr style="height:20px;"> <td style="border-left:1px solid #000000;overflow:hidden;padding:0px 3px 0px 3px;vertical-align:bottom;font-weight:bold;"></td> <td data-sheets-value='{"1":2,"2":"Double-walled"}' style="overflow:hidden;padding:0px 3px 0px 3px;vertical-align:bottom;font-weight:bold;">Double-walled</td> <td data-sheets-value='{"1":2,"2":"Opal (A/D)"}' style="border-right:1px solid #000000;overflow:hidden;padding:0px 3px 0px 3px;vertical-align:bottom;font-weight:bold;">Opal (A/D)</td> <td data-sheets-numberformat='{"1":2,"2":"0.00","3":1}' data-sheets-value='{"1":3,"3":2.9}' style="overflow:hidden;padding:0px 3px 0px 3px;vertical-align:bottom;text-align:center;">2.90</td> <td data-sheets-numberformat='{"1":2,"2":"0","3":1}' data-sheets-value='{"1":3,"3":51}' style="overflow:hidden;padding:0px 3px 0px 3px;vertical-align:bottom;text-align:center;">51</td> <td data-sheets-numberformat='{"1":2,"2":"0","3":1}' data-sheets-value='{"1":3,"3":50}' style="overflow:hidden;padding:0px 3px 0px 3px;vertical-align:bottom;text-align:center;">50</td> <td data-sheets-numberformat='{"1":2,"2":"0","3":1}' data-sheets-value='{"1":3,"3":20}' style="border-right:1px solid #000000;overflow:hidden;padding:0px 3px 0px 3px;vertical-align:bottom;text-align:center;">20</td> </tr> <tr style="height:20px;"> <td style="border-left:1px solid #000000;overflow:hidden;padding:0px 3px 0px 3px;vertical-align:bottom;font-weight:bold;"></td> <td data-sheets-value='{"1":2,"2":"Triple-walled"}' style="overflow:hidden;padding:0px 3px 0px 3px;vertical-align:bottom;font-weight:bold;">Triple-walled</td> <td data-sheets-value='{"1":2,"2":"Clear (A/H/H)"}' style="border-right:1px solid #000000;overflow:hidden;padding:0px 3px 0px 3px;vertical-align:bottom;font-weight:bold;">Clear (A/H/H)</td> <td data-sheets-numberformat='{"1":2,"2":"0.00","3":1}' data-sheets-value='{"1":3,"3":1.7}' style="overflow:hidden;padding:0px 3px 0px 3px;vertical-align:bottom;text-align:center;">1.70</td> <td data-sheets-numberformat='{"1":2,"2":"0","3":1}' data-sheets-value='{"1":3,"3":71}' style="overflow:hidden;padding:0px 3px 0px 3px;vertical-align:bottom;text-align:center;">71</td> <td data-sheets-numberformat='{"1":2,"2":"0","3":1}' data-sheets-value='{"1":3,"3":63}' style="overflow:hidden;padding:0px 3px 0px 3px;vertical-align:bottom;text-align:center;">63</td> <td data-sheets-numberformat='{"1":2,"2":"0","3":1}' data-sheets-value='{"1":3,"3":22}' style="border-right:1px solid #000000;overflow:hidden;padding:0px 3px 0px 3px;vertical-align:bottom;text-align:center;">22</td> </tr> <tr style="height:20px;"> <td style="border-left:1px solid #000000;overflow:hidden;padding:0px 3px 0px 3px;vertical-align:bottom;font-weight:bold;"></td> <td data-sheets-value='{"1":2,"2":"Triple-walled"}' style="overflow:hidden;padding:0px 3px 0px 3px;vertical-align:bottom;font-weight:bold;">Triple-walled</td> <td data-sheets-value='{"1":2,"2":"Opal (A/O/O)"}' style="border-right:1px solid #000000;overflow:hidden;padding:0px 3px 0px 3px;vertical-align:bottom;font-weight:bold;">Opal (A/O/O)</td> <td data-sheets-numberformat='{"1":2,"2":"0.00","3":1}' data-sheets-value='{"1":3,"3":1.7}' style="overflow:hidden;padding:0px 3px 0px 3px;vertical-align:bottom;text-align:center;">1.70</td> <td data-sheets-numberformat='{"1":2,"2":"0","3":1}' data-sheets-value='{"1":3,"3":61}' style="overflow:hidden;padding:0px 3px 0px 3px;vertical-align:bottom;text-align:center;">61</td> <td data-sheets-numberformat='{"1":2,"2":"0","3":1}' data-sheets-value='{"1":3,"3":48}' style="overflow:hidden;padding:0px 3px 0px 3px;vertical-align:bottom;text-align:center;">48</td> <td data-sheets-numberformat='{"1":2,"2":"0","3":1}' data-sheets-value='{"1":3,"3":22}' style="border-right:1px solid #000000;overflow:hidden;padding:0px 3px 0px 3px;vertical-align:bottom;text-align:center;">22</td> </tr> <tr style="height:20px;"> <td style="border-left:1px solid #000000;overflow:hidden;padding:0px 3px 0px 3px;vertical-align:bottom;font-weight:bold;"></td> <td data-sheets-value='{"1":2,"2":"Four-walled"}' style="overflow:hidden;padding:0px 3px 0px 3px;vertical-align:bottom;font-weight:bold;">Four-walled</td> <td data-sheets-value='{"1":2,"2":"Clear (A/H/H/H)"}' style="border-right:1px solid #000000;overflow:hidden;padding:0px 3px 0px 3px;vertical-align:bottom;font-weight:bold;">Clear (A/H/H/H)</td> <td data-sheets-numberformat='{"1":2,"2":"0.00","3":1}' data-sheets-value='{"1":3,"3":1.28}' style="overflow:hidden;padding:0px 3px 0px 3px;vertical-align:bottom;text-align:center;">1.28</td> <td data-sheets-numberformat='{"1":2,"2":"0","3":1}' data-sheets-value='{"1":3,"3":64}' style="overflow:hidden;padding:0px 3px 0px 3px;vertical-align:bottom;text-align:center;">64</td> <td data-sheets-numberformat='{"1":2,"2":"0","3":1}' data-sheets-value='{"1":3,"3":52}' style="overflow:hidden;padding:0px 3px 0px 3px;vertical-align:bottom;text-align:center;">52</td> <td data-sheets-numberformat='{"1":2,"2":"0","3":1}' data-sheets-value='{"1":3,"3":23}' style="border-right:1px solid #000000;overflow:hidden;padding:0px 3px 0px 3px;vertical-align:bottom;text-align:center;">23</td> </tr> <tr style="height:20px;"> <td style="border-bottom:1px solid #000000;border-left:1px solid #000000;overflow:hidden;padding:0px 3px 0px 3px;vertical-align:bottom;"></td> <td data-sheets-value='{"1":2,"2":"Four-walled"}' style="border-bottom:1px solid #000000;overflow:hidden;padding:0px 3px 0px 3px;vertical-align:bottom;font-weight:bold;">Four-walled</td> <td data-sheets-value='{"1":2,"2":"Opal (A/H/O/H)"}' style="border-right:1px solid #000000;border-bottom:1px solid #000000;overflow:hidden;padding:0px 3px 0px 3px;vertical-align:bottom;font-weight:bold;">Opal (A/H/O/H)</td> <td data-sheets-numberformat='{"1":2,"2":"0.00","3":1}' data-sheets-value='{"1":3,"3":1.28}' style="border-bottom:1px solid #000000;overflow:hidden;padding:0px 3px 0px 3px;vertical-align:bottom;text-align:center;">1.28</td> <td data-sheets-numberformat='{"1":2,"2":"0","3":1}' data-sheets-value='{"1":3,"3":59}' style="border-bottom:1px solid #000000;overflow:hidden;padding:0px 3px 0px 3px;vertical-align:bottom;text-align:center;">59</td> <td data-sheets-numberformat='{"1":2,"2":"0","3":1}' data-sheets-value='{"1":3,"3":46}' style="border-bottom:1px solid #000000;overflow:hidden;padding:0px 3px 0px 3px;vertical-align:bottom;text-align:center;">46</td> <td data-sheets-numberformat='{"1":2,"2":"0","3":1}' data-sheets-value='{"1":3,"3":23}' style="border-right:1px solid #000000;border-bottom:1px solid #000000;overflow:hidden;padding:0px 3px 0px 3px;vertical-align:bottom;text-align:center;">23</td> </tr> <tr style="height:20px;"> <td data-sheets-value='{"1":2,"2":"Polycarbonate"}' style="border-left:1px solid #000000;overflow:hidden;padding:0px 3px 0px 3px;vertical-align:bottom;font-weight:bold;">Polycarbonate</td> <td data-sheets-value='{"1":2,"2":"Single-walled"}' style="overflow:hidden;padding:0px 3px 0px 3px;vertical-align:bottom;font-weight:bold;">Single-walled</td> <td data-sheets-value='{"1":2,"2":"Heatstop Opal (T)"}' style="border-right:1px solid #000000;overflow:hidden;padding:0px 3px 0px 3px;vertical-align:bottom;font-weight:bold;">Heatstop Opal (T)</td> <td data-sheets-numberformat='{"1":2,"2":"0.00","3":1}' data-sheets-value='{"1":3,"3":5.17}' style="overflow:hidden;padding:0px 3px 0px 3px;vertical-align:bottom;text-align:center;">5.17</td> <td data-sheets-numberformat='{"1":2,"2":"0","3":1}' data-sheets-value='{"1":3,"3":49}' style="overflow:hidden;padding:0px 3px 0px 3px;vertical-align:bottom;text-align:center;">49</td> <td data-sheets-numberformat='{"1":2,"2":"0","3":1}' data-sheets-value='{"1":3,"3":59}' style="overflow:hidden;padding:0px 3px 0px 3px;vertical-align:bottom;text-align:center;">59</td> <td data-sheets-numberformat='{"1":2,"2":"0","3":1}' data-sheets-value='{"1":2,"2":"-"}' style="border-right:1px solid #000000;overflow:hidden;padding:0px 3px 0px 3px;vertical-align:bottom;text-align:center;">-</td> </tr> <tr style="height:20px;"> <td data-sheets-value='{"1":2,"2":"Heatstop PC"}' style="border-left:1px solid #000000;overflow:hidden;padding:0px 3px 0px 3px;vertical-align:bottom;font-weight:bold;">Heatstop PC</td> <td data-sheets-value='{"1":2,"2":"Double-walled"}' style="overflow:hidden;padding:0px 3px 0px 3px;vertical-align:bottom;font-weight:bold;">Double-walled</td> <td data-sheets-value='{"1":2,"2":"Clear (T/H)"}' style="border-right:1px solid #000000;overflow:hidden;padding:0px 3px 0px 3px;vertical-align:bottom;font-weight:bold;">Clear (T/H)</td> <td data-sheets-numberformat='{"1":2,"2":"0.00","3":1}' data-sheets-value='{"1":3,"3":2.9}' style="overflow:hidden;padding:0px 3px 0px 3px;vertical-align:bottom;text-align:center;">2.90</td> <td data-sheets-numberformat='{"1":2,"2":"0","3":1}' data-sheets-value='{"1":3,"3":44}' style="overflow:hidden;padding:0px 3px 0px 3px;vertical-align:bottom;text-align:center;">44</td> <td data-sheets-numberformat='{"1":2,"2":"0","3":1}' data-sheets-value='{"1":3,"3":51}' style="overflow:hidden;padding:0px 3px 0px 3px;vertical-align:bottom;text-align:center;">51</td> <td data-sheets-numberformat='{"1":2,"2":"0","3":1}' data-sheets-value='{"1":3,"3":20}' style="border-right:1px solid #000000;overflow:hidden;padding:0px 3px 0px 3px;vertical-align:bottom;text-align:center;">20</td> </tr> <tr style="height:20px;"> <td style="border-left:1px solid #000000;overflow:hidden;padding:0px 3px 0px 3px;vertical-align:bottom;font-weight:bold;"></td> <td data-sheets-value='{"1":2,"2":"Double-walled"}' style="overflow:hidden;padding:0px 3px 0px 3px;vertical-align:bottom;font-weight:bold;">Double-walled</td> <td data-sheets-value='{"1":2,"2":"Opal (T/O)"}' style="border-right:1px solid #000000;overflow:hidden;padding:0px 3px 0px 3px;vertical-align:bottom;font-weight:bold;">Opal (T/O)</td> <td data-sheets-numberformat='{"1":2,"2":"0.00","3":1}' data-sheets-value='{"1":3,"3":2.9}' style="overflow:hidden;padding:0px 3px 0px 3px;vertical-align:bottom;text-align:center;">2.90</td> <td data-sheets-numberformat='{"1":2,"2":"0","3":1}' data-sheets-value='{"1":3,"3":41}' style="overflow:hidden;padding:0px 3px 0px 3px;vertical-align:bottom;text-align:center;">41</td> <td data-sheets-numberformat='{"1":2,"2":"0","3":1}' data-sheets-value='{"1":3,"3":45}' style="overflow:hidden;padding:0px 3px 0px 3px;vertical-align:bottom;text-align:center;">45</td> <td data-sheets-numberformat='{"1":2,"2":"0","3":1}' data-sheets-value='{"1":3,"3":20}' style="border-right:1px solid #000000;overflow:hidden;padding:0px 3px 0px 3px;vertical-align:bottom;text-align:center;">20</td> </tr> <tr style="height:20px;"> <td style="border-left:1px solid #000000;overflow:hidden;padding:0px 3px 0px 3px;vertical-align:bottom;font-weight:bold;"></td> <td data-sheets-value='{"1":2,"2":"Triple-walled"}' style="overflow:hidden; | skylux-160-ce-met-koepel-en-metaalopstand-met-lm-motor-en-windvang-1050-x-1650-mm | 8586005774669 | 46872290623821
Smoke and heat exhaust (SHEV) | SHE system | Skylux | Skylux 160° CE with skylight and metal curb with LM-actuator and spoiler 1050 x 2250 mm |  | 50981 | 5412970509813 | 5235.7 | Yes | 30-45 | 112.12 | 1050 x 2250 mm | 2250 | 1050 |  | metal curb M30 (30 cm high) | Rectangular | 5.17 W/m²K - 1.28 W/m²K | 87% - 32% | 90% - 32% | 20dB - 23dB | 160° CE (for industry) | skylight | with spoiler | E | Single actuator | Maximum four-walled skylight possible for this product | Ut-value LT-value g-value Rw-value EN 1873 : 2014 EN ISO 13468 EN 16153 EN 410 EN 410 EN ISO 140-3 Material Walls Shells (W/m²K) (%) (%) (dB) Acrylic Single-walled Clear (H) 5.17 90 87 - PMMA Single-walled Opal (O) 5.17 83 76 - Double-walled Clear (H/H) 2.90 81 75 20 Double-walled Opal (O/O) 2.90 69 58 20 Triple-walled Clear (H/H/H) 1.70 73 65 22 Triple-walled Opal (O/H/O) 1.70 62 51 22 Four-walled Clear (H/H/H/H) 1.28 64 54 23 Four-walled Opal (H/H/O/H) 1.28 59 48 23 Polycarbonate Single-walled Clear (A) 5.17 88 83 - PC Single-walled Opal (D) 5.17 58 60 - Double-walled Clear (A/H) 2.90 79 72 20 Double-walled Clear (A/A) 2.90 77 69 20 Double-walled Opal (A/O) 2.90 73 63 20 Double-walled Opal (A/D) 2.90 51 50 20 Triple-walled Clear (A/H/H) 1.70 71 63 22 Triple-walled Opal (A/O/O) 1.70 61 48 22 Four-walled Clear (A/H/H/H) 1.28 64 52 23 Four-walled Opal (A/H/O/H) 1.28 59 46 23 Polycarbonate Single-walled Heatstop Opal (T) 5.17 49 59 - Heatstop PC Double-walled Clear (T/H) 2.90 44 51 20 Double-walled Opal (T/O) 2.90 41 45 20 Triple-walled Clear (T/H/H) 1.70 40 <td data-sheets-numberformat='{"1":2,"2":"0","3":1}' data-sheets-value='{"1":3,"3":44}' style="overflow:hidden;paddin | https://skylux.eu/en/products/skylux-160-ce-met-koepel-en-metaalopstand-met-lm-motor-en-windvang-1050-x-2250-mm | https://skylux.eu/cdn/shop/files/Skylux-160deg-CE-met-koepel-en-metaalopstand-met-LM-motor-en-windvang-1050-x-2250-mm-RWA-systeem.jpg?v=1702977547&width=1600 | https://skylux.eu/cdn/shop/files/e5a82811-1bb0-48e4-a776-cacb59c7c092_c719a121-2516-4a5e-b053-3144fd6bb5db.jpg?v=1688550406&width=1600 | //skylux.eu/cdn/shop/files/E_MH_Mounting_instructions_Skylux_160_CE_LM.pdf?v=12406716259046007223 | //skylux.eu/cdn/shop/files/E_TD_Technical_File_Skylux_Skylux_160_CE_Electric.pdf?v=3667116872303399239 | <style type="text/css" id="isPasted"> <!--td { border: 1px solid #cccccc; } br { mso-data-placement: same-cell; } --> </style> <table border="1" cellpadding="0" cellspacing="0" dir="ltr" style="table-layout:fixed;font-size:10pt;font-family:Arial;border-collapse:collapse;border:none;"><tbody> <tr style="height:20px;"> <td style="overflow:hidden;padding:0px 3px 0px 3px;vertical-align:bottom;"></td> <td style="overflow:hidden;padding:0px 3px 0px 3px;vertical-align:bottom;"></td> <td style="overflow:hidden;padding:0px 3px 0px 3px;vertical-align:bottom;"></td> <td data-sheets-value='{"1":2,"2":"Ut-value"}' style="overflow:hidden;padding:0px 3px 0px 3px;vertical-align:bottom;font-weight:bold;text-align:center;">Ut-value</td> <td data-sheets-value='{"1":2,"2":"LT-value"}' style="overflow:hidden;padding:0px 3px 0px 3px;vertical-align:bottom;font-weight:bold;text-align:center;">LT-value</td> <td data-sheets-value='{"1":2,"2":"g-value"}' style="overflow:hidden;padding:0px 3px 0px 3px;vertical-align:bottom;font-weight:bold;text-align:center;">g-value</td> <td data-sheets-value='{"1":2,"2":"Rw-value "}' style="overflow:hidden;padding:0px 3px 0px 3px;vertical-align:bottom;font-weight:bold;text-align:center;">Rw-value </td> </tr> <tr style="height:20px;"> <td style="overflow:hidden;padding:0px 3px 0px 3px;vertical-align:bottom;"></td> <td style="overflow:hidden;padding:0px 3px 0px 3px;vertical-align:bottom;"></td> <td style="overflow:hidden;padding:0px 3px 0px 3px;vertical-align:bottom;"></td> <td data-sheets-numberformat='{"1":2,"2":"0.00","3":1}' data-sheets-value='{"1":2,"2":"EN 1873 : 2014"}' style="overflow:hidden;padding:0px 3px 0px 3px;vertical-align:bottom;text-align:center;">EN 1873 : 2014</td> <td data-sheets-numberformat='{"1":2,"2":"0","3":1}' data-sheets-value='{"1":2,"2":"EN ISO 13468 EN 16153 EN 410"}' style="overflow:hidden;padding:0px 3px 0px 3px;vertical-align:bottom;text-align:center;">EN ISO 13468 EN 16153 EN 410</td> <td data-sheets-numberformat='{"1":2,"2":"0","3":1}' data-sheets-value='{"1":2,"2":"EN 410"}' style="overflow:hidden;padding:0px 3px 0px 3px;vertical-align:bottom;text-align:center;">EN 410</td> <td data-sheets-value='{"1":2,"2":"EN ISO 140-3\t\t"}' style="overflow:hidden;padding:0px 3px 0px 3px;vertical-align:bottom;text-align:center;">EN ISO 140-3 </td> </tr> <tr style="height:20px;"> <td data-sheets-value='{"1":2,"2":"Material"}' style="border-bottom:1px solid #000000;overflow:hidden;padding:0px 3px 0px 3px;vertical-align:bottom;background-color:#000000;font-weight:bold;color:#ffffff;">Material</td> <td data-sheets-value='{"1":2,"2":"Walls"}' style="border-bottom:1px solid #000000;overflow:hidden;padding:0px 3px 0px 3px;vertical-align:bottom;background-color:#000000;font-weight:bold;color:#ffffff;">Walls</td> <td data-sheets-value='{"1":2,"2":"Shells"}' style="border-bottom:1px solid #000000;overflow:hidden;padding:0px 3px 0px 3px;vertical-align:bottom;background-color:#000000;font-weight:bold;color:#ffffff;">Shells</td> <td data-sheets-numberformat='{"1":2,"2":"0.00","3":1}' data-sheets-value='{"1":2,"2":"(W/m²K)\t"}' style="border-bottom:1px solid #000000;overflow:hidden;padding:0px 3px 0px 3px;vertical-align:bottom;background-color:#000000;font-weight:bold;color:#ffffff;text-align:center;">(W/m²K) </td> <td data-sheets-numberformat='{"1":2,"2":"0","3":1}' data-sheets-value='{"1":2,"2":"(%)"}' style="border-bottom:1px solid #000000;overflow:hidden;padding:0px 3px 0px 3px;vertical-align:bottom;background-color:#000000;font-weight:bold;color:#ffffff;text-align:center;">(%)</td> <td data-sheets-numberformat='{"1":2,"2":"0","3":1}' data-sheets-value='{"1":2,"2":"(%)"}' style="border-bottom:1px solid #000000;overflow:hidden;padding:0px 3px 0px 3px;vertical-align:bottom;background-color:#000000;font-weight:bold;color:#ffffff;text-align:center;">(%)</td> <td data-sheets-value='{"1":2,"2":"(dB)"}' style="border-bottom:1px solid #000000;overflow:hidden;padding:0px 3px 0px 3px;vertical-align:bottom;background-color:#000000;font-weight:bold;color:#ffffff;text-align:center;">(dB)</td> </tr> <tr style="height:20px;"> <td data-sheets-value='{"1":2,"2":"Acrylic"}' style="border-left:1px solid #000000;overflow:hidden;padding:0px 3px 0px 3px;vertical-align:bottom;font-weight:bold;">Acrylic</td> <td data-sheets-value='{"1":2,"2":"Single-walled"}' style="overflow:hidden;padding:0px 3px 0px 3px;vertical-align:bottom;font-weight:bold;">Single-walled</td> <td data-sheets-value='{"1":2,"2":"Clear (H)"}' style="border-right:1px solid #000000;overflow:hidden;padding:0px 3px 0px 3px;vertical-align:bottom;font-weight:bold;">Clear (H)</td> <td data-sheets-numberformat='{"1":2,"2":"0.00","3":1}' data-sheets-value='{"1":3,"3":5.17}' style="overflow:hidden;padding:0px 3px 0px 3px;vertical-align:bottom;text-align:center;">5.17</td> <td data-sheets-numberformat='{"1":2,"2":"0","3":1}' data-sheets-value='{"1":3,"3":90}' style="overflow:hidden;padding:0px 3px 0px 3px;vertical-align:bottom;text-align:center;">90</td> <td data-sheets-numberformat='{"1":2,"2":"0","3":1}' data-sheets-value='{"1":3,"3":87}' style="overflow:hidden;padding:0px 3px 0px 3px;vertical-align:bottom;text-align:center;">87</td> <td data-sheets-numberformat='{"1":2,"2":"0","3":1}' data-sheets-value='{"1":2,"2":"-"}' style="border-right:1px solid #000000;overflow:hidden;padding:0px 3px 0px 3px;vertical-align:bottom;text-align:center;">-</td> </tr> <tr style="height:20px;"> <td data-sheets-value='{"1":2,"2":"PMMA"}' style="border-left:1px solid #000000;overflow:hidden;padding:0px 3px 0px 3px;vertical-align:bottom;font-weight:bold;">PMMA</td> <td data-sheets-value='{"1":2,"2":"Single-walled"}' style="overflow:hidden;padding:0px 3px 0px 3px;vertical-align:bottom;font-weight:bold;">Single-walled</td> <td data-sheets-value='{"1":2,"2":"Opal (O)"}' style="border-right:1px solid #000000;overflow:hidden;padding:0px 3px 0px 3px;vertical-align:bottom;font-weight:bold;">Opal (O)</td> <td data-sheets-numberformat='{"1":2,"2":"0.00","3":1}' data-sheets-value='{"1":3,"3":5.17}' style="overflow:hidden;padding:0px 3px 0px 3px;vertical-align:bottom;text-align:center;">5.17</td> <td data-sheets-numberformat='{"1":2,"2":"0","3":1}' data-sheets-value='{"1":3,"3":83}' style="overflow:hidden;padding:0px 3px 0px 3px;vertical-align:bottom;text-align:center;">83</td> <td data-sheets-numberformat='{"1":2,"2":"0","3":1}' data-sheets-value='{"1":3,"3":76}' style="overflow:hidden;padding:0px 3px 0px 3px;vertical-align:bottom;text-align:center;">76</td> <td data-sheets-numberformat='{"1":2,"2":"0","3":1}' data-sheets-value='{"1":2,"2":"-"}' style="border-right:1px solid #000000;overflow:hidden;padding:0px 3px 0px 3px;vertical-align:bottom;text-align:center;">-</td> </tr> <tr style="height:20px;"> <td style="border-left:1px solid #000000;overflow:hidden;padding:0px 3px 0px 3px;vertical-align:bottom;font-weight:bold;"></td> <td data-sheets-value='{"1":2,"2":"Double-walled"}' style="overflow:hidden;padding:0px 3px 0px 3px;vertical-align:bottom;font-weight:bold;">Double-walled</td> <td data-sheets-value='{"1":2,"2":"Clear (H/H)"}' style="border-right:1px solid #000000;overflow:hidden;padding:0px 3px 0px 3px;vertical-align:bottom;font-weight:bold;">Clear (H/H)</td> <td data-sheets-numberformat='{"1":2,"2":"0.00","3":1}' data-sheets-value='{"1":3,"3":2.9}' style="overflow:hidden;padding:0px 3px 0px 3px;vertical-align:bottom;text-align:center;">2.90</td> <td data-sheets-numberformat='{"1":2,"2":"0","3":1}' data-sheets-value='{"1":3,"3":81}' style="overflow:hidden;padding:0px 3px 0px 3px;vertical-align:bottom;text-align:center;">81</td> <td data-sheets-numberformat='{"1":2,"2":"0","3":1}' data-sheets-value='{"1":3,"3":75}' style="overflow:hidden;padding:0px 3px 0px 3px;vertical-align:bottom;text-align:center;">75</td> <td data-sheets-numberformat='{"1":2,"2":"0","3":1}' data-sheets-value='{"1":3,"3":20}' style="border-right:1px solid #000000;overflow:hidden;padding:0px 3px 0px 3px;vertical-align:bottom;text-align:center;">20</td> </tr> <tr style="height:20px;"> <td style="border-left:1px solid #000000;overflow:hidden;padding:0px 3px 0px 3px;vertical-align:bottom;font-weight:bold;"></td> <td data-sheets-value='{"1":2,"2":"Double-walled"}' style="overflow:hidden;padding:0px 3px 0px 3px;vertical-align:bottom;font-weight:bold;">Double-walled</td> <td data-sheets-value='{"1":2,"2":"Opal (O/O)"}' style="border-right:1px solid #000000;overflow:hidden;padding:0px 3px 0px 3px;vertical-align:bottom;font-weight:bold;">Opal (O/O)</td> <td data-sheets-numberformat='{"1":2,"2":"0.00","3":1}' data-sheets-value='{"1":3,"3":2.9}' style="overflow:hidden;padding:0px 3px 0px 3px;vertical-align:bottom;text-align:center;">2.90</td> <td data-sheets-numberformat='{"1":2,"2":"0","3":1}' data-sheets-value='{"1":3,"3":69}' style="overflow:hidden;padding:0px 3px 0px 3px;vertical-align:bottom;text-align:center;">69</td> <td data-sheets-numberformat='{"1":2,"2":"0","3":1}' data-sheets-value='{"1":3,"3":58}' style="overflow:hidden;padding:0px 3px 0px 3px;vertical-align:bottom;text-align:center;">58</td> <td data-sheets-numberformat='{"1":2,"2":"0","3":1}' data-sheets-value='{"1":3,"3":20}' style="border-right:1px solid #000000;overflow:hidden;padding:0px 3px 0px 3px;vertical-align:bottom;text-align:center;">20</td> </tr> <tr style="height:20px;"> <td style="border-left:1px solid #000000;overflow:hidden;padding:0px 3px 0px 3px;vertical-align:bottom;font-weight:bold;"></td> <td data-sheets-value='{"1":2,"2":"Triple-walled"}' style="overflow:hidden;padding:0px 3px 0px 3px;vertical-align:bottom;font-weight:bold;">Triple-walled</td> <td data-sheets-value='{"1":2,"2":"Clear (H/H/H)"}' style="border-right:1px solid #000000;overflow:hidden;padding:0px 3px 0px 3px;vertical-align:bottom;font-weight:bold;">Clear (H/H/H)</td> <td data-sheets-numberformat='{"1":2,"2":"0.00","3":1}' data-sheets-value='{"1":3,"3":1.7}' style="overflow:hidden;padding:0px 3px 0px 3px;vertical-align:bottom;text-align:center;">1.70</td> <td data-sheets-numberformat='{"1":2,"2":"0","3":1}' data-sheets-value='{"1":3,"3":73}' style="overflow:hidden;padding:0px 3px 0px 3px;vertical-align:bottom;text-align:center;">73</td> <td data-sheets-numberformat='{"1":2,"2":"0","3":1}' data-sheets-value='{"1":3,"3":65}' style="overflow:hidden;padding:0px 3px 0px 3px;vertical-align:bottom;text-align:center;">65</td> <td data-sheets-numberformat='{"1":2,"2":"0","3":1}' data-sheets-value='{"1":3,"3":22}' style="border-right:1px solid #000000;overflow:hidden;padding:0px 3px 0px 3px;vertical-align:bottom;text-align:center;">22</td> </tr> <tr style="height:20px;"> <td style="border-left:1px solid #000000;overflow:hidden;padding:0px 3px 0px 3px;vertical-align:bottom;font-weight:bold;"></td> <td data-sheets-value='{"1":2,"2":"Triple-walled"}' style="overflow:hidden;padding:0px 3px 0px 3px;vertical-align:bottom;font-weight:bold;">Triple-walled</td> <td data-sheets-value='{"1":2,"2":"Opal (O/H/O)"}' style="border-right:1px solid #000000;overflow:hidden;padding:0px 3px 0px 3px;vertical-align:bottom;font-weight:bold;">Opal (O/H/O)</td> <td data-sheets-numberformat='{"1":2,"2":"0.00","3":1}' data-sheets-value='{"1":3,"3":1.7}' style="overflow:hidden;padding:0px 3px 0px 3px;vertical-align:bottom;text-align:center;">1.70</td> <td data-sheets-numberformat='{"1":2,"2":"0","3":1}' data-sheets-value='{"1":3,"3":62}' style="overflow:hidden;padding:0px 3px 0px 3px;vertical-align:bottom;text-align:center;">62</td> <td data-sheets-numberformat='{"1":2,"2":"0","3":1}' data-sheets-value='{"1":3,"3":51}' style="overflow:hidden;padding:0px 3px 0px 3px;vertical-align:bottom;text-align:center;">51</td> <td data-sheets-numberformat='{"1":2,"2":"0","3":1}' data-sheets-value='{"1":3,"3":22}' style="border-right:1px solid #000000;overflow:hidden;padding:0px 3px 0px 3px;vertical-align:bottom;text-align:center;">22</td> </tr> <tr style="height:20px;"> <td style="border-left:1px solid #000000;overflow:hidden;padding:0px 3px 0px 3px;vertical-align:bottom;font-weight:bold;"></td> <td data-sheets-value='{"1":2,"2":"Four-walled"}' style="overflow:hidden;padding:0px 3px 0px 3px;vertical-align:bottom;font-weight:bold;">Four-walled</td> <td data-sheets-value='{"1":2,"2":"Clear (H/H/H/H)"}' style="border-right:1px solid #000000;overflow:hidden;padding:0px 3px 0px 3px;vertical-align:bottom;font-weight:bold;">Clear (H/H/H/H)</td> <td data-sheets-numberformat='{"1":2,"2":"0.00","3":1}' data-sheets-value='{"1":3,"3":1.28}' style="overflow:hidden;padding:0px 3px 0px 3px;vertical-align:bottom;text-align:center;">1.28</td> <td data-sheets-numberformat='{"1":2,"2":"0","3":1}' data-sheets-value='{"1":3,"3":64}' style="overflow:hidden;padding:0px 3px 0px 3px;vertical-align:bottom;text-align:center;">64</td> <td data-sheets-numberformat='{"1":2,"2":"0","3":1}' data-sheets-value='{"1":3,"3":54}' style="overflow:hidden;padding:0px 3px 0px 3px;vertical-align:bottom;text-align:center;">54</td> <td data-sheets-numberformat='{"1":2,"2":"0","3":1}' data-sheets-value='{"1":3,"3":23}' style="border-right:1px solid #000000;overflow:hidden;padding:0px 3px 0px 3px;vertical-align:bottom;text-align:center;">23</td> </tr> <tr style="height:20px;"> <td style="border-bottom:1px solid #000000;border-left:1px solid #000000;overflow:hidden;padding:0px 3px 0px 3px;vertical-align:bottom;"></td> <td data-sheets-value='{"1":2,"2":"Four-walled"}' style="border-bottom:1px solid #000000;overflow:hidden;padding:0px 3px 0px 3px;vertical-align:bottom;font-weight:bold;">Four-walled</td> <td data-sheets-value='{"1":2,"2":"Opal (H/H/O/H)"}' style="border-right:1px solid #000000;border-bottom:1px solid #000000;overflow:hidden;padding:0px 3px 0px 3px;vertical-align:bottom;font-weight:bold;">Opal (H/H/O/H)</td> <td data-sheets-numberformat='{"1":2,"2":"0.00","3":1}' data-sheets-value='{"1":3,"3":1.28}' style="border-bottom:1px solid #000000;overflow:hidden;padding:0px 3px 0px 3px;vertical-align:bottom;text-align:center;">1.28</td> <td data-sheets-numberformat='{"1":2,"2":"0","3":1}' data-sheets-value='{"1":3,"3":59}' style="border-bottom:1px solid #000000;overflow:hidden;padding:0px 3px 0px 3px;vertical-align:bottom;text-align:center;">59</td> <td data-sheets-numberformat='{"1":2,"2":"0","3":1}' data-sheets-value='{"1":3,"3":48}' style="border-bottom:1px solid #000000;overflow:hidden;padding:0px 3px 0px 3px;vertical-align:bottom;text-align:center;">48</td> <td data-sheets-numberformat='{"1":2,"2":"0","3":1}' data-sheets-value='{"1":3,"3":23}' style="border-right:1px solid #000000;border-bottom:1px solid #000000;overflow:hidden;padding:0px 3px 0px 3px;vertical-align:bottom;text-align:center;">23</td> </tr> <tr style="height:20px;"> <td data-sheets-value='{"1":2,"2":"Polycarbonate "}' style="border-left:1px solid #000000;overflow:hidden;padding:0px 3px 0px 3px;vertical-align:bottom;font-weight:bold;">Polycarbonate </td> <td data-sheets-value='{"1":2,"2":"Single-walled"}' style="overflow:hidden;padding:0px 3px 0px 3px;vertical-align:bottom;font-weight:bold;">Single-walled</td> <td data-sheets-value='{"1":2,"2":"Clear (A)"}' style="border-right:1px solid #000000;overflow:hidden;padding:0px 3px 0px 3px;vertical-align:bottom;font-weight:bold;">Clear (A)</td> <td data-sheets-numberformat='{"1":2,"2":"0.00","3":1}' data-sheets-value='{"1":3,"3":5.17}' style="overflow:hidden;padding:0px 3px 0px 3px;vertical-align:bottom;text-align:center;">5.17</td> <td data-sheets-numberformat='{"1":2,"2":"0","3":1}' data-sheets-value='{"1":3,"3":88}' style="overflow:hidden;padding:0px 3px 0px 3px;vertical-align:bottom;text-align:center;">88</td> <td data-sheets-numberformat='{"1":2,"2":"0","3":1}' data-sheets-value='{"1":3,"3":83}' style="overflow:hidden;padding:0px 3px 0px 3px;vertical-align:bottom;text-align:center;">83</td> <td data-sheets-numberformat='{"1":2,"2":"0","3":1}' data-sheets-value='{"1":2,"2":"-"}' style="border-right:1px solid #000000;overflow:hidden;padding:0px 3px 0px 3px;vertical-align:bottom;text-align:center;">-</td> </tr> <tr style="height:20px;"> <td data-sheets-value='{"1":2,"2":"PC"}' style="border-left:1px solid #000000;overflow:hidden;padding:0px 3px 0px 3px;vertical-align:bottom;font-weight:bold;">PC</td> <td data-sheets-value='{"1":2,"2":"Single-walled"}' style="overflow:hidden;padding:0px 3px 0px 3px;vertical-align:bottom;font-weight:bold;">Single-walled</td> <td data-sheets-value='{"1":2,"2":"Opal (D)"}' style="border-right:1px solid #000000;overflow:hidden;padding:0px 3px 0px 3px;vertical-align:bottom;font-weight:bold;">Opal (D)</td> <td data-sheets-numberformat='{"1":2,"2":"0.00","3":1}' data-sheets-value='{"1":3,"3":5.17}' style="overflow:hidden;padding:0px 3px 0px 3px;vertical-align:bottom;text-align:center;">5.17</td> <td data-sheets-numberformat='{"1":2,"2":"0","3":1}' data-sheets-value='{"1":3,"3":58}' style="overflow:hidden;padding:0px 3px 0px 3px;vertical-align:bottom;text-align:center;">58</td> <td data-sheets-numberformat='{"1":2,"2":"0","3":1}' data-sheets-value='{"1":3,"3":60}' style="overflow:hidden;padding:0px 3px 0px 3px;vertical-align:bottom;text-align:center;">60</td> <td data-sheets-numberformat='{"1":2,"2":"0","3":1}' data-sheets-value='{"1":2,"2":"-"}' style="border-right:1px solid #000000;overflow:hidden;padding:0px 3px 0px 3px;vertical-align:bottom;text-align:center;">-</td> </tr> <tr style="height:20px;"> <td style="border-left:1px solid #000000;overflow:hidden;padding:0px 3px 0px 3px;vertical-align:bottom;font-weight:bold;"></td> <td data-sheets-value='{"1":2,"2":"Double-walled"}' style="overflow:hidden;padding:0px 3px 0px 3px;vertical-align:bottom;font-weight:bold;">Double-walled</td> <td data-sheets-value='{"1":2,"2":"Clear (A/H)"}' style="border-right:1px solid #000000;overflow:hidden;padding:0px 3px 0px 3px;vertical-align:bottom;font-weight:bold;">Clear (A/H)</td> <td data-sheets-numberformat='{"1":2,"2":"0.00","3":1}' data-sheets-value='{"1":3,"3":2.9}' style="overflow:hidden;padding:0px 3px 0px 3px;vertical-align:bottom;text-align:center;">2.90</td> <td data-sheets-numberformat='{"1":2,"2":"0","3":1}' data-sheets-value='{"1":3,"3":79}' style="overflow:hidden;padding:0px 3px 0px 3px;vertical-align:bottom;text-align:center;">79</td> <td data-sheets-numberformat='{"1":2,"2":"0","3":1}' data-sheets-value='{"1":3,"3":72}' style="overflow:hidden;padding:0px 3px 0px 3px;vertical-align:bottom;text-align:center;">72</td> <td data-sheets-numberformat='{"1":2,"2":"0","3":1}' data-sheets-value='{"1":3,"3":20}' style="border-right:1px solid #000000;overflow:hidden;padding:0px 3px 0px 3px;vertical-align:bottom;text-align:center;">20</td> </tr> <tr style="height:20px;"> <td style="border-left:1px solid #000000;overflow:hidden;padding:0px 3px 0px 3px;vertical-align:bottom;font-weight:bold;"></td> <td data-sheets-value='{"1":2,"2":"Double-walled"}' style="overflow:hidden;padding:0px 3px 0px 3px;vertical-align:bottom;font-weight:bold;">Double-walled</td> <td data-sheets-value='{"1":2,"2":"Clear (A/A)"}' style="border-right:1px solid #000000;overflow:hidden;padding:0px 3px 0px 3px;vertical-align:bottom;font-weight:bold;">Clear (A/A)</td> <td data-sheets-numberformat='{"1":2,"2":"0.00","3":1}' data-sheets-value='{"1":3,"3":2.9}' style="overflow:hidden;padding:0px 3px 0px 3px;vertical-align:bottom;text-align:center;">2.90</td> <td data-sheets-numberformat='{"1":2,"2":"0","3":1}' data-sheets-value='{"1":3,"3":77}' style="overflow:hidden;padding:0px 3px 0px 3px;vertical-align:bottom;text-align:center;">77</td> <td data-sheets-numberformat='{"1":2,"2":"0","3":1}' data-sheets-value='{"1":3,"3":69}' style="overflow:hidden;padding:0px 3px 0px 3px;vertical-align:bottom;text-align:center;">69</td> <td data-sheets-numberformat='{"1":2,"2":"0","3":1}' data-sheets-value='{"1":3,"3":20}' style="border-right:1px solid #000000;overflow:hidden;padding:0px 3px 0px 3px;vertical-align:bottom;text-align:center;">20</td> </tr> <tr style="height:20px;"> <td style="border-left:1px solid #000000;overflow:hidden;padding:0px 3px 0px 3px;vertical-align:bottom;font-weight:bold;"></td> <td data-sheets-value='{"1":2,"2":"Double-walled"}' style="overflow:hidden;padding:0px 3px 0px 3px;vertical-align:bottom;font-weight:bold;">Double-walled</td> <td data-sheets-value='{"1":2,"2":"Opal (A/O)"}' style="border-right:1px solid #000000;overflow:hidden;padding:0px 3px 0px 3px;vertical-align:bottom;font-weight:bold;">Opal (A/O)</td> <td data-sheets-numberformat='{"1":2,"2":"0.00","3":1}' data-sheets-value='{"1":3,"3":2.9}' style="overflow:hidden;padding:0px 3px 0px 3px;vertical-align:bottom;text-align:center;">2.90</td> <td data-sheets-numberformat='{"1":2,"2":"0","3":1}' data-sheets-value='{"1":3,"3":73}' style="overflow:hidden;padding:0px 3px 0px 3px;vertical-align:bottom;text-align:center;">73</td> <td data-sheets-numberformat='{"1":2,"2":"0","3":1}' data-sheets-value='{"1":3,"3":63}' style="overflow:hidden;padding:0px 3px 0px 3px;vertical-align:bottom;text-align:center;">63</td> <td data-sheets-numberformat='{"1":2,"2":"0","3":1}' data-sheets-value='{"1":3,"3":20}' style="border-right:1px solid #000000;overflow:hidden;padding:0px 3px 0px 3px;vertical-align:bottom;text-align:center;">20</td> </tr> <tr style="height:20px;"> <td style="border-left:1px solid #000000;overflow:hidden;padding:0px 3px 0px 3px;vertical-align:bottom;font-weight:bold;"></td> <td data-sheets-value='{"1":2,"2":"Double-walled"}' style="overflow:hidden;padding:0px 3px 0px 3px;vertical-align:bottom;font-weight:bold;">Double-walled</td> <td data-sheets-value='{"1":2,"2":"Opal (A/D)"}' style="border-right:1px solid #000000;overflow:hidden;padding:0px 3px 0px 3px;vertical-align:bottom;font-weight:bold;">Opal (A/D)</td> <td data-sheets-numberformat='{"1":2,"2":"0.00","3":1}' data-sheets-value='{"1":3,"3":2.9}' style="overflow:hidden;padding:0px 3px 0px 3px;vertical-align:bottom;text-align:center;">2.90</td> <td data-sheets-numberformat='{"1":2,"2":"0","3":1}' data-sheets-value='{"1":3,"3":51}' style="overflow:hidden;padding:0px 3px 0px 3px;vertical-align:bottom;text-align:center;">51</td> <td data-sheets-numberformat='{"1":2,"2":"0","3":1}' data-sheets-value='{"1":3,"3":50}' style="overflow:hidden;padding:0px 3px 0px 3px;vertical-align:bottom;text-align:center;">50</td> <td data-sheets-numberformat='{"1":2,"2":"0","3":1}' data-sheets-value='{"1":3,"3":20}' style="border-right:1px solid #000000;overflow:hidden;padding:0px 3px 0px 3px;vertical-align:bottom;text-align:center;">20</td> </tr> <tr style="height:20px;"> <td style="border-left:1px solid #000000;overflow:hidden;padding:0px 3px 0px 3px;vertical-align:bottom;font-weight:bold;"></td> <td data-sheets-value='{"1":2,"2":"Triple-walled"}' style="overflow:hidden;padding:0px 3px 0px 3px;vertical-align:bottom;font-weight:bold;">Triple-walled</td> <td data-sheets-value='{"1":2,"2":"Clear (A/H/H)"}' style="border-right:1px solid #000000;overflow:hidden;padding:0px 3px 0px 3px;vertical-align:bottom;font-weight:bold;">Clear (A/H/H)</td> <td data-sheets-numberformat='{"1":2,"2":"0.00","3":1}' data-sheets-value='{"1":3,"3":1.7}' style="overflow:hidden;padding:0px 3px 0px 3px;vertical-align:bottom;text-align:center;">1.70</td> <td data-sheets-numberformat='{"1":2,"2":"0","3":1}' data-sheets-value='{"1":3,"3":71}' style="overflow:hidden;padding:0px 3px 0px 3px;vertical-align:bottom;text-align:center;">71</td> <td data-sheets-numberformat='{"1":2,"2":"0","3":1}' data-sheets-value='{"1":3,"3":63}' style="overflow:hidden;padding:0px 3px 0px 3px;vertical-align:bottom;text-align:center;">63</td> <td data-sheets-numberformat='{"1":2,"2":"0","3":1}' data-sheets-value='{"1":3,"3":22}' style="border-right:1px solid #000000;overflow:hidden;padding:0px 3px 0px 3px;vertical-align:bottom;text-align:center;">22</td> </tr> <tr style="height:20px;"> <td style="border-left:1px solid #000000;overflow:hidden;padding:0px 3px 0px 3px;vertical-align:bottom;font-weight:bold;"></td> <td data-sheets-value='{"1":2,"2":"Triple-walled"}' style="overflow:hidden;padding:0px 3px 0px 3px;vertical-align:bottom;font-weight:bold;">Triple-walled</td> <td data-sheets-value='{"1":2,"2":"Opal (A/O/O)"}' style="border-right:1px solid #000000;overflow:hidden;padding:0px 3px 0px 3px;vertical-align:bottom;font-weight:bold;">Opal (A/O/O)</td> <td data-sheets-numberformat='{"1":2,"2":"0.00","3":1}' data-sheets-value='{"1":3,"3":1.7}' style="overflow:hidden;padding:0px 3px 0px 3px;vertical-align:bottom;text-align:center;">1.70</td> <td data-sheets-numberformat='{"1":2,"2":"0","3":1}' data-sheets-value='{"1":3,"3":61}' style="overflow:hidden;padding:0px 3px 0px 3px;vertical-align:bottom;text-align:center;">61</td> <td data-sheets-numberformat='{"1":2,"2":"0","3":1}' data-sheets-value='{"1":3,"3":48}' style="overflow:hidden;padding:0px 3px 0px 3px;vertical-align:bottom;text-align:center;">48</td> <td data-sheets-numberformat='{"1":2,"2":"0","3":1}' data-sheets-value='{"1":3,"3":22}' style="border-right:1px solid #000000;overflow:hidden;padding:0px 3px 0px 3px;vertical-align:bottom;text-align:center;">22</td> </tr> <tr style="height:20px;"> <td style="border-left:1px solid #000000;overflow:hidden;padding:0px 3px 0px 3px;vertical-align:bottom;font-weight:bold;"></td> <td data-sheets-value='{"1":2,"2":"Four-walled"}' style="overflow:hidden;padding:0px 3px 0px 3px;vertical-align:bottom;font-weight:bold;">Four-walled</td> <td data-sheets-value='{"1":2,"2":"Clear (A/H/H/H)"}' style="border-right:1px solid #000000;overflow:hidden;padding:0px 3px 0px 3px;vertical-align:bottom;font-weight:bold;">Clear (A/H/H/H)</td> <td data-sheets-numberformat='{"1":2,"2":"0.00","3":1}' data-sheets-value='{"1":3,"3":1.28}' style="overflow:hidden;padding:0px 3px 0px 3px;vertical-align:bottom;text-align:center;">1.28</td> <td data-sheets-numberformat='{"1":2,"2":"0","3":1}' data-sheets-value='{"1":3,"3":64}' style="overflow:hidden;padding:0px 3px 0px 3px;vertical-align:bottom;text-align:center;">64</td> <td data-sheets-numberformat='{"1":2,"2":"0","3":1}' data-sheets-value='{"1":3,"3":52}' style="overflow:hidden;padding:0px 3px 0px 3px;vertical-align:bottom;text-align:center;">52</td> <td data-sheets-numberformat='{"1":2,"2":"0","3":1}' data-sheets-value='{"1":3,"3":23}' style="border-right:1px solid #000000;overflow:hidden;padding:0px 3px 0px 3px;vertical-align:bottom;text-align:center;">23</td> </tr> <tr style="height:20px;"> <td style="border-bottom:1px solid #000000;border-left:1px solid #000000;overflow:hidden;padding:0px 3px 0px 3px;vertical-align:bottom;"></td> <td data-sheets-value='{"1":2,"2":"Four-walled"}' style="border-bottom:1px solid #000000;overflow:hidden;padding:0px 3px 0px 3px;vertical-align:bottom;font-weight:bold;">Four-walled</td> <td data-sheets-value='{"1":2,"2":"Opal (A/H/O/H)"}' style="border-right:1px solid #000000;border-bottom:1px solid #000000;overflow:hidden;padding:0px 3px 0px 3px;vertical-align:bottom;font-weight:bold;">Opal (A/H/O/H)</td> <td data-sheets-numberformat='{"1":2,"2":"0.00","3":1}' data-sheets-value='{"1":3,"3":1.28}' style="border-bottom:1px solid #000000;overflow:hidden;padding:0px 3px 0px 3px;vertical-align:bottom;text-align:center;">1.28</td> <td data-sheets-numberformat='{"1":2,"2":"0","3":1}' data-sheets-value='{"1":3,"3":59}' style="border-bottom:1px solid #000000;overflow:hidden;padding:0px 3px 0px 3px;vertical-align:bottom;text-align:center;">59</td> <td data-sheets-numberformat='{"1":2,"2":"0","3":1}' data-sheets-value='{"1":3,"3":46}' style="border-bottom:1px solid #000000;overflow:hidden;padding:0px 3px 0px 3px;vertical-align:bottom;text-align:center;">46</td> <td data-sheets-numberformat='{"1":2,"2":"0","3":1}' data-sheets-value='{"1":3,"3":23}' style="border-right:1px solid #000000;border-bottom:1px solid #000000;overflow:hidden;padding:0px 3px 0px 3px;vertical-align:bottom;text-align:center;">23</td> </tr> <tr style="height:20px;"> <td data-sheets-value='{"1":2,"2":"Polycarbonate"}' style="border-left:1px solid #000000;overflow:hidden;padding:0px 3px 0px 3px;vertical-align:bottom;font-weight:bold;">Polycarbonate</td> <td data-sheets-value='{"1":2,"2":"Single-walled"}' style="overflow:hidden;padding:0px 3px 0px 3px;vertical-align:bottom;font-weight:bold;">Single-walled</td> <td data-sheets-value='{"1":2,"2":"Heatstop Opal (T)"}' style="border-right:1px solid #000000;overflow:hidden;padding:0px 3px 0px 3px;vertical-align:bottom;font-weight:bold;">Heatstop Opal (T)</td> <td data-sheets-numberformat='{"1":2,"2":"0.00","3":1}' data-sheets-value='{"1":3,"3":5.17}' style="overflow:hidden;padding:0px 3px 0px 3px;vertical-align:bottom;text-align:center;">5.17</td> <td data-sheets-numberformat='{"1":2,"2":"0","3":1}' data-sheets-value='{"1":3,"3":49}' style="overflow:hidden;padding:0px 3px 0px 3px;vertical-align:bottom;text-align:center;">49</td> <td data-sheets-numberformat='{"1":2,"2":"0","3":1}' data-sheets-value='{"1":3,"3":59}' style="overflow:hidden;padding:0px 3px 0px 3px;vertical-align:bottom;text-align:center;">59</td> <td data-sheets-numberformat='{"1":2,"2":"0","3":1}' data-sheets-value='{"1":2,"2":"-"}' style="border-right:1px solid #000000;overflow:hidden;padding:0px 3px 0px 3px;vertical-align:bottom;text-align:center;">-</td> </tr> <tr style="height:20px;"> <td data-sheets-value='{"1":2,"2":"Heatstop PC"}' style="border-left:1px solid #000000;overflow:hidden;padding:0px 3px 0px 3px;vertical-align:bottom;font-weight:bold;">Heatstop PC</td> <td data-sheets-value='{"1":2,"2":"Double-walled"}' style="overflow:hidden;padding:0px 3px 0px 3px;vertical-align:bottom;font-weight:bold;">Double-walled</td> <td data-sheets-value='{"1":2,"2":"Clear (T/H)"}' style="border-right:1px solid #000000;overflow:hidden;padding:0px 3px 0px 3px;vertical-align:bottom;font-weight:bold;">Clear (T/H)</td> <td data-sheets-numberformat='{"1":2,"2":"0.00","3":1}' data-sheets-value='{"1":3,"3":2.9}' style="overflow:hidden;padding:0px 3px 0px 3px;vertical-align:bottom;text-align:center;">2.90</td> <td data-sheets-numberformat='{"1":2,"2":"0","3":1}' data-sheets-value='{"1":3,"3":44}' style="overflow:hidden;padding:0px 3px 0px 3px;vertical-align:bottom;text-align:center;">44</td> <td data-sheets-numberformat='{"1":2,"2":"0","3":1}' data-sheets-value='{"1":3,"3":51}' style="overflow:hidden;padding:0px 3px 0px 3px;vertical-align:bottom;text-align:center;">51</td> <td data-sheets-numberformat='{"1":2,"2":"0","3":1}' data-sheets-value='{"1":3,"3":20}' style="border-right:1px solid #000000;overflow:hidden;padding:0px 3px 0px 3px;vertical-align:bottom;text-align:center;">20</td> </tr> <tr style="height:20px;"> <td style="border-left:1px solid #000000;overflow:hidden;padding:0px 3px 0px 3px;vertical-align:bottom;font-weight:bold;"></td> <td data-sheets-value='{"1":2,"2":"Double-walled"}' style="overflow:hidden;padding:0px 3px 0px 3px;vertical-align:bottom;font-weight:bold;">Double-walled</td> <td data-sheets-value='{"1":2,"2":"Opal (T/O)"}' style="border-right:1px solid #000000;overflow:hidden;padding:0px 3px 0px 3px;vertical-align:bottom;font-weight:bold;">Opal (T/O)</td> <td data-sheets-numberformat='{"1":2,"2":"0.00","3":1}' data-sheets-value='{"1":3,"3":2.9}' style="overflow:hidden;padding:0px 3px 0px 3px;vertical-align:bottom;text-align:center;">2.90</td> <td data-sheets-numberformat='{"1":2,"2":"0","3":1}' data-sheets-value='{"1":3,"3":41}' style="overflow:hidden;padding:0px 3px 0px 3px;vertical-align:bottom;text-align:center;">41</td> <td data-sheets-numberformat='{"1":2,"2":"0","3":1}' data-sheets-value='{"1":3,"3":45}' style="overflow:hidden;padding:0px 3px 0px 3px;vertical-align:bottom;text-align:center;">45</td> <td data-sheets-numberformat='{"1":2,"2":"0","3":1}' data-sheets-value='{"1":3,"3":20}' style="border-right:1px solid #000000;overflow:hidden;padding:0px 3px 0px 3px;vertical-align:bottom;text-align:center;">20</td> </tr> <tr style="height:20px;"> <td style="border-left:1px solid #000000;overflow:hidden;padding:0px 3px 0px 3px;vertical-align:bottom;font-weight:bold;"></td> <td data-sheets-value='{"1":2,"2":"Triple-walled"}' style="overflow:hidden; | skylux-160-ce-met-koepel-en-metaalopstand-met-lm-motor-en-windvang-1050-x-2250-mm | 8586005872973 | 46872291279181
Smoke and heat exhaust (SHEV) | SHE system | Skylux | Skylux 160° CE with skylight and metal curb with LM-actuator and spoiler 1100 x 1100 mm |  | 50982 | 5412970509820 | 3770.4 | Yes | 30-45 | 72.04 | 1100 x 1100 mm | 1100 | 1100 |  | metal curb M30 (30 cm high) | Square | 5.17 W/m²K - 1.28 W/m²K | 87% - 32% | 90% - 32% | 20dB - 23dB | 160° CE (for industry) | skylight | with spoiler | E | Single actuator | Maximum four-walled skylight possible for this product | Ut-value LT-value g-value Rw-value EN 1873 : 2014 EN ISO 13468 EN 16153 EN 410 EN 410 EN ISO 140-3 Material Walls Shells (W/m²K) (%) (%) (dB) Acrylic Single-walled Clear (H) 5.17 90 87 - PMMA Single-walled Opal (O) 5.17 83 76 - Double-walled Clear (H/H) 2.90 81 75 20 Double-walled Opal (O/O) 2.90 69 58 20 Triple-walled Clear (H/H/H) 1.70 73 65 22 Triple-walled Opal (O/H/O) 1.70 62 51 22 Four-walled Clear (H/H/H/H) 1.28 64 54 23 Four-walled Opal (H/H/O/H) 1.28 59 48 23 Polycarbonate Single-walled Clear (A) 5.17 88 83 - PC Single-walled Opal (D) 5.17 58 60 - Double-walled Clear (A/H) 2.90 79 72 20 Double-walled Clear (A/A) 2.90 77 69 20 Double-walled Opal (A/O) 2.90 73 63 20 Double-walled Opal (A/D) 2.90 51 50 20 Triple-walled Clear (A/H/H) 1.70 71 63 22 Triple-walled Opal (A/O/O) 1.70 61 48 22 Four-walled Clear (A/H/H/H) 1.28 64 52 23 Four-walled Opal (A/H/O/H) 1.28 59 46 23 Polycarbonate Single-walled Heatstop Opal (T) 5.17 49 59 - Heatstop PC Double-walled Clear (T/H) 2.90 44 51 20 Double-walled Opal (T/O) 2.90 41 45 20 Triple-walled Clear (T/H/H) 1.70 40 <td data-sheets-numberformat='{"1":2,"2":"0","3":1}' data-sheets-value='{"1":3,"3":44}' style="overflow:hidden;paddin | https://skylux.eu/en/products/skylux-160-ce-met-koepel-en-metaalopstand-met-lm-motor-en-windvang-1100-x-1100-mm | https://skylux.eu/cdn/shop/files/Skylux-160deg-CE-met-koepel-en-metaalopstand-met-LM-motor-en-windvang-1100-x-1100-mm-RWA-systeem.jpg?v=1702977552&width=1600 | https://skylux.eu/cdn/shop/files/e5a82811-1bb0-48e4-a776-cacb59c7c092_a6834a1a-3a5f-414a-a1f3-eb3d1e9950d2.jpg?v=1688550407&width=1600 | //skylux.eu/cdn/shop/files/E_MH_Mounting_instructions_Skylux_160_CE_LM.pdf?v=12406716259046007223 | //skylux.eu/cdn/shop/files/E_TD_Technical_File_Skylux_Skylux_160_CE_Electric.pdf?v=3667116872303399239 | <style type="text/css" id="isPasted"> <!--td { border: 1px solid #cccccc; } br { mso-data-placement: same-cell; } --> </style> <table border="1" cellpadding="0" cellspacing="0" dir="ltr" style="table-layout:fixed;font-size:10pt;font-family:Arial;border-collapse:collapse;border:none;"><tbody> <tr style="height:20px;"> <td style="overflow:hidden;padding:0px 3px 0px 3px;vertical-align:bottom;"></td> <td style="overflow:hidden;padding:0px 3px 0px 3px;vertical-align:bottom;"></td> <td style="overflow:hidden;padding:0px 3px 0px 3px;vertical-align:bottom;"></td> <td data-sheets-value='{"1":2,"2":"Ut-value"}' style="overflow:hidden;padding:0px 3px 0px 3px;vertical-align:bottom;font-weight:bold;text-align:center;">Ut-value</td> <td data-sheets-value='{"1":2,"2":"LT-value"}' style="overflow:hidden;padding:0px 3px 0px 3px;vertical-align:bottom;font-weight:bold;text-align:center;">LT-value</td> <td data-sheets-value='{"1":2,"2":"g-value"}' style="overflow:hidden;padding:0px 3px 0px 3px;vertical-align:bottom;font-weight:bold;text-align:center;">g-value</td> <td data-sheets-value='{"1":2,"2":"Rw-value "}' style="overflow:hidden;padding:0px 3px 0px 3px;vertical-align:bottom;font-weight:bold;text-align:center;">Rw-value </td> </tr> <tr style="height:20px;"> <td style="overflow:hidden;padding:0px 3px 0px 3px;vertical-align:bottom;"></td> <td style="overflow:hidden;padding:0px 3px 0px 3px;vertical-align:bottom;"></td> <td style="overflow:hidden;padding:0px 3px 0px 3px;vertical-align:bottom;"></td> <td data-sheets-numberformat='{"1":2,"2":"0.00","3":1}' data-sheets-value='{"1":2,"2":"EN 1873 : 2014"}' style="overflow:hidden;padding:0px 3px 0px 3px;vertical-align:bottom;text-align:center;">EN 1873 : 2014</td> <td data-sheets-numberformat='{"1":2,"2":"0","3":1}' data-sheets-value='{"1":2,"2":"EN ISO 13468 EN 16153 EN 410"}' style="overflow:hidden;padding:0px 3px 0px 3px;vertical-align:bottom;text-align:center;">EN ISO 13468 EN 16153 EN 410</td> <td data-sheets-numberformat='{"1":2,"2":"0","3":1}' data-sheets-value='{"1":2,"2":"EN 410"}' style="overflow:hidden;padding:0px 3px 0px 3px;vertical-align:bottom;text-align:center;">EN 410</td> <td data-sheets-value='{"1":2,"2":"EN ISO 140-3\t\t"}' style="overflow:hidden;padding:0px 3px 0px 3px;vertical-align:bottom;text-align:center;">EN ISO 140-3 </td> </tr> <tr style="height:20px;"> <td data-sheets-value='{"1":2,"2":"Material"}' style="border-bottom:1px solid #000000;overflow:hidden;padding:0px 3px 0px 3px;vertical-align:bottom;background-color:#000000;font-weight:bold;color:#ffffff;">Material</td> <td data-sheets-value='{"1":2,"2":"Walls"}' style="border-bottom:1px solid #000000;overflow:hidden;padding:0px 3px 0px 3px;vertical-align:bottom;background-color:#000000;font-weight:bold;color:#ffffff;">Walls</td> <td data-sheets-value='{"1":2,"2":"Shells"}' style="border-bottom:1px solid #000000;overflow:hidden;padding:0px 3px 0px 3px;vertical-align:bottom;background-color:#000000;font-weight:bold;color:#ffffff;">Shells</td> <td data-sheets-numberformat='{"1":2,"2":"0.00","3":1}' data-sheets-value='{"1":2,"2":"(W/m²K)\t"}' style="border-bottom:1px solid #000000;overflow:hidden;padding:0px 3px 0px 3px;vertical-align:bottom;background-color:#000000;font-weight:bold;color:#ffffff;text-align:center;">(W/m²K) </td> <td data-sheets-numberformat='{"1":2,"2":"0","3":1}' data-sheets-value='{"1":2,"2":"(%)"}' style="border-bottom:1px solid #000000;overflow:hidden;padding:0px 3px 0px 3px;vertical-align:bottom;background-color:#000000;font-weight:bold;color:#ffffff;text-align:center;">(%)</td> <td data-sheets-numberformat='{"1":2,"2":"0","3":1}' data-sheets-value='{"1":2,"2":"(%)"}' style="border-bottom:1px solid #000000;overflow:hidden;padding:0px 3px 0px 3px;vertical-align:bottom;background-color:#000000;font-weight:bold;color:#ffffff;text-align:center;">(%)</td> <td data-sheets-value='{"1":2,"2":"(dB)"}' style="border-bottom:1px solid #000000;overflow:hidden;padding:0px 3px 0px 3px;vertical-align:bottom;background-color:#000000;font-weight:bold;color:#ffffff;text-align:center;">(dB)</td> </tr> <tr style="height:20px;"> <td data-sheets-value='{"1":2,"2":"Acrylic"}' style="border-left:1px solid #000000;overflow:hidden;padding:0px 3px 0px 3px;vertical-align:bottom;font-weight:bold;">Acrylic</td> <td data-sheets-value='{"1":2,"2":"Single-walled"}' style="overflow:hidden;padding:0px 3px 0px 3px;vertical-align:bottom;font-weight:bold;">Single-walled</td> <td data-sheets-value='{"1":2,"2":"Clear (H)"}' style="border-right:1px solid #000000;overflow:hidden;padding:0px 3px 0px 3px;vertical-align:bottom;font-weight:bold;">Clear (H)</td> <td data-sheets-numberformat='{"1":2,"2":"0.00","3":1}' data-sheets-value='{"1":3,"3":5.17}' style="overflow:hidden;padding:0px 3px 0px 3px;vertical-align:bottom;text-align:center;">5.17</td> <td data-sheets-numberformat='{"1":2,"2":"0","3":1}' data-sheets-value='{"1":3,"3":90}' style="overflow:hidden;padding:0px 3px 0px 3px;vertical-align:bottom;text-align:center;">90</td> <td data-sheets-numberformat='{"1":2,"2":"0","3":1}' data-sheets-value='{"1":3,"3":87}' style="overflow:hidden;padding:0px 3px 0px 3px;vertical-align:bottom;text-align:center;">87</td> <td data-sheets-numberformat='{"1":2,"2":"0","3":1}' data-sheets-value='{"1":2,"2":"-"}' style="border-right:1px solid #000000;overflow:hidden;padding:0px 3px 0px 3px;vertical-align:bottom;text-align:center;">-</td> </tr> <tr style="height:20px;"> <td data-sheets-value='{"1":2,"2":"PMMA"}' style="border-left:1px solid #000000;overflow:hidden;padding:0px 3px 0px 3px;vertical-align:bottom;font-weight:bold;">PMMA</td> <td data-sheets-value='{"1":2,"2":"Single-walled"}' style="overflow:hidden;padding:0px 3px 0px 3px;vertical-align:bottom;font-weight:bold;">Single-walled</td> <td data-sheets-value='{"1":2,"2":"Opal (O)"}' style="border-right:1px solid #000000;overflow:hidden;padding:0px 3px 0px 3px;vertical-align:bottom;font-weight:bold;">Opal (O)</td> <td data-sheets-numberformat='{"1":2,"2":"0.00","3":1}' data-sheets-value='{"1":3,"3":5.17}' style="overflow:hidden;padding:0px 3px 0px 3px;vertical-align:bottom;text-align:center;">5.17</td> <td data-sheets-numberformat='{"1":2,"2":"0","3":1}' data-sheets-value='{"1":3,"3":83}' style="overflow:hidden;padding:0px 3px 0px 3px;vertical-align:bottom;text-align:center;">83</td> <td data-sheets-numberformat='{"1":2,"2":"0","3":1}' data-sheets-value='{"1":3,"3":76}' style="overflow:hidden;padding:0px 3px 0px 3px;vertical-align:bottom;text-align:center;">76</td> <td data-sheets-numberformat='{"1":2,"2":"0","3":1}' data-sheets-value='{"1":2,"2":"-"}' style="border-right:1px solid #000000;overflow:hidden;padding:0px 3px 0px 3px;vertical-align:bottom;text-align:center;">-</td> </tr> <tr style="height:20px;"> <td style="border-left:1px solid #000000;overflow:hidden;padding:0px 3px 0px 3px;vertical-align:bottom;font-weight:bold;"></td> <td data-sheets-value='{"1":2,"2":"Double-walled"}' style="overflow:hidden;padding:0px 3px 0px 3px;vertical-align:bottom;font-weight:bold;">Double-walled</td> <td data-sheets-value='{"1":2,"2":"Clear (H/H)"}' style="border-right:1px solid #000000;overflow:hidden;padding:0px 3px 0px 3px;vertical-align:bottom;font-weight:bold;">Clear (H/H)</td> <td data-sheets-numberformat='{"1":2,"2":"0.00","3":1}' data-sheets-value='{"1":3,"3":2.9}' style="overflow:hidden;padding:0px 3px 0px 3px;vertical-align:bottom;text-align:center;">2.90</td> <td data-sheets-numberformat='{"1":2,"2":"0","3":1}' data-sheets-value='{"1":3,"3":81}' style="overflow:hidden;padding:0px 3px 0px 3px;vertical-align:bottom;text-align:center;">81</td> <td data-sheets-numberformat='{"1":2,"2":"0","3":1}' data-sheets-value='{"1":3,"3":75}' style="overflow:hidden;padding:0px 3px 0px 3px;vertical-align:bottom;text-align:center;">75</td> <td data-sheets-numberformat='{"1":2,"2":"0","3":1}' data-sheets-value='{"1":3,"3":20}' style="border-right:1px solid #000000;overflow:hidden;padding:0px 3px 0px 3px;vertical-align:bottom;text-align:center;">20</td> </tr> <tr style="height:20px;"> <td style="border-left:1px solid #000000;overflow:hidden;padding:0px 3px 0px 3px;vertical-align:bottom;font-weight:bold;"></td> <td data-sheets-value='{"1":2,"2":"Double-walled"}' style="overflow:hidden;padding:0px 3px 0px 3px;vertical-align:bottom;font-weight:bold;">Double-walled</td> <td data-sheets-value='{"1":2,"2":"Opal (O/O)"}' style="border-right:1px solid #000000;overflow:hidden;padding:0px 3px 0px 3px;vertical-align:bottom;font-weight:bold;">Opal (O/O)</td> <td data-sheets-numberformat='{"1":2,"2":"0.00","3":1}' data-sheets-value='{"1":3,"3":2.9}' style="overflow:hidden;padding:0px 3px 0px 3px;vertical-align:bottom;text-align:center;">2.90</td> <td data-sheets-numberformat='{"1":2,"2":"0","3":1}' data-sheets-value='{"1":3,"3":69}' style="overflow:hidden;padding:0px 3px 0px 3px;vertical-align:bottom;text-align:center;">69</td> <td data-sheets-numberformat='{"1":2,"2":"0","3":1}' data-sheets-value='{"1":3,"3":58}' style="overflow:hidden;padding:0px 3px 0px 3px;vertical-align:bottom;text-align:center;">58</td> <td data-sheets-numberformat='{"1":2,"2":"0","3":1}' data-sheets-value='{"1":3,"3":20}' style="border-right:1px solid #000000;overflow:hidden;padding:0px 3px 0px 3px;vertical-align:bottom;text-align:center;">20</td> </tr> <tr style="height:20px;"> <td style="border-left:1px solid #000000;overflow:hidden;padding:0px 3px 0px 3px;vertical-align:bottom;font-weight:bold;"></td> <td data-sheets-value='{"1":2,"2":"Triple-walled"}' style="overflow:hidden;padding:0px 3px 0px 3px;vertical-align:bottom;font-weight:bold;">Triple-walled</td> <td data-sheets-value='{"1":2,"2":"Clear (H/H/H)"}' style="border-right:1px solid #000000;overflow:hidden;padding:0px 3px 0px 3px;vertical-align:bottom;font-weight:bold;">Clear (H/H/H)</td> <td data-sheets-numberformat='{"1":2,"2":"0.00","3":1}' data-sheets-value='{"1":3,"3":1.7}' style="overflow:hidden;padding:0px 3px 0px 3px;vertical-align:bottom;text-align:center;">1.70</td> <td data-sheets-numberformat='{"1":2,"2":"0","3":1}' data-sheets-value='{"1":3,"3":73}' style="overflow:hidden;padding:0px 3px 0px 3px;vertical-align:bottom;text-align:center;">73</td> <td data-sheets-numberformat='{"1":2,"2":"0","3":1}' data-sheets-value='{"1":3,"3":65}' style="overflow:hidden;padding:0px 3px 0px 3px;vertical-align:bottom;text-align:center;">65</td> <td data-sheets-numberformat='{"1":2,"2":"0","3":1}' data-sheets-value='{"1":3,"3":22}' style="border-right:1px solid #000000;overflow:hidden;padding:0px 3px 0px 3px;vertical-align:bottom;text-align:center;">22</td> </tr> <tr style="height:20px;"> <td style="border-left:1px solid #000000;overflow:hidden;padding:0px 3px 0px 3px;vertical-align:bottom;font-weight:bold;"></td> <td data-sheets-value='{"1":2,"2":"Triple-walled"}' style="overflow:hidden;padding:0px 3px 0px 3px;vertical-align:bottom;font-weight:bold;">Triple-walled</td> <td data-sheets-value='{"1":2,"2":"Opal (O/H/O)"}' style="border-right:1px solid #000000;overflow:hidden;padding:0px 3px 0px 3px;vertical-align:bottom;font-weight:bold;">Opal (O/H/O)</td> <td data-sheets-numberformat='{"1":2,"2":"0.00","3":1}' data-sheets-value='{"1":3,"3":1.7}' style="overflow:hidden;padding:0px 3px 0px 3px;vertical-align:bottom;text-align:center;">1.70</td> <td data-sheets-numberformat='{"1":2,"2":"0","3":1}' data-sheets-value='{"1":3,"3":62}' style="overflow:hidden;padding:0px 3px 0px 3px;vertical-align:bottom;text-align:center;">62</td> <td data-sheets-numberformat='{"1":2,"2":"0","3":1}' data-sheets-value='{"1":3,"3":51}' style="overflow:hidden;padding:0px 3px 0px 3px;vertical-align:bottom;text-align:center;">51</td> <td data-sheets-numberformat='{"1":2,"2":"0","3":1}' data-sheets-value='{"1":3,"3":22}' style="border-right:1px solid #000000;overflow:hidden;padding:0px 3px 0px 3px;vertical-align:bottom;text-align:center;">22</td> </tr> <tr style="height:20px;"> <td style="border-left:1px solid #000000;overflow:hidden;padding:0px 3px 0px 3px;vertical-align:bottom;font-weight:bold;"></td> <td data-sheets-value='{"1":2,"2":"Four-walled"}' style="overflow:hidden;padding:0px 3px 0px 3px;vertical-align:bottom;font-weight:bold;">Four-walled</td> <td data-sheets-value='{"1":2,"2":"Clear (H/H/H/H)"}' style="border-right:1px solid #000000;overflow:hidden;padding:0px 3px 0px 3px;vertical-align:bottom;font-weight:bold;">Clear (H/H/H/H)</td> <td data-sheets-numberformat='{"1":2,"2":"0.00","3":1}' data-sheets-value='{"1":3,"3":1.28}' style="overflow:hidden;padding:0px 3px 0px 3px;vertical-align:bottom;text-align:center;">1.28</td> <td data-sheets-numberformat='{"1":2,"2":"0","3":1}' data-sheets-value='{"1":3,"3":64}' style="overflow:hidden;padding:0px 3px 0px 3px;vertical-align:bottom;text-align:center;">64</td> <td data-sheets-numberformat='{"1":2,"2":"0","3":1}' data-sheets-value='{"1":3,"3":54}' style="overflow:hidden;padding:0px 3px 0px 3px;vertical-align:bottom;text-align:center;">54</td> <td data-sheets-numberformat='{"1":2,"2":"0","3":1}' data-sheets-value='{"1":3,"3":23}' style="border-right:1px solid #000000;overflow:hidden;padding:0px 3px 0px 3px;vertical-align:bottom;text-align:center;">23</td> </tr> <tr style="height:20px;"> <td style="border-bottom:1px solid #000000;border-left:1px solid #000000;overflow:hidden;padding:0px 3px 0px 3px;vertical-align:bottom;"></td> <td data-sheets-value='{"1":2,"2":"Four-walled"}' style="border-bottom:1px solid #000000;overflow:hidden;padding:0px 3px 0px 3px;vertical-align:bottom;font-weight:bold;">Four-walled</td> <td data-sheets-value='{"1":2,"2":"Opal (H/H/O/H)"}' style="border-right:1px solid #000000;border-bottom:1px solid #000000;overflow:hidden;padding:0px 3px 0px 3px;vertical-align:bottom;font-weight:bold;">Opal (H/H/O/H)</td> <td data-sheets-numberformat='{"1":2,"2":"0.00","3":1}' data-sheets-value='{"1":3,"3":1.28}' style="border-bottom:1px solid #000000;overflow:hidden;padding:0px 3px 0px 3px;vertical-align:bottom;text-align:center;">1.28</td> <td data-sheets-numberformat='{"1":2,"2":"0","3":1}' data-sheets-value='{"1":3,"3":59}' style="border-bottom:1px solid #000000;overflow:hidden;padding:0px 3px 0px 3px;vertical-align:bottom;text-align:center;">59</td> <td data-sheets-numberformat='{"1":2,"2":"0","3":1}' data-sheets-value='{"1":3,"3":48}' style="border-bottom:1px solid #000000;overflow:hidden;padding:0px 3px 0px 3px;vertical-align:bottom;text-align:center;">48</td> <td data-sheets-numberformat='{"1":2,"2":"0","3":1}' data-sheets-value='{"1":3,"3":23}' style="border-right:1px solid #000000;border-bottom:1px solid #000000;overflow:hidden;padding:0px 3px 0px 3px;vertical-align:bottom;text-align:center;">23</td> </tr> <tr style="height:20px;"> <td data-sheets-value='{"1":2,"2":"Polycarbonate "}' style="border-left:1px solid #000000;overflow:hidden;padding:0px 3px 0px 3px;vertical-align:bottom;font-weight:bold;">Polycarbonate </td> <td data-sheets-value='{"1":2,"2":"Single-walled"}' style="overflow:hidden;padding:0px 3px 0px 3px;vertical-align:bottom;font-weight:bold;">Single-walled</td> <td data-sheets-value='{"1":2,"2":"Clear (A)"}' style="border-right:1px solid #000000;overflow:hidden;padding:0px 3px 0px 3px;vertical-align:bottom;font-weight:bold;">Clear (A)</td> <td data-sheets-numberformat='{"1":2,"2":"0.00","3":1}' data-sheets-value='{"1":3,"3":5.17}' style="overflow:hidden;padding:0px 3px 0px 3px;vertical-align:bottom;text-align:center;">5.17</td> <td data-sheets-numberformat='{"1":2,"2":"0","3":1}' data-sheets-value='{"1":3,"3":88}' style="overflow:hidden;padding:0px 3px 0px 3px;vertical-align:bottom;text-align:center;">88</td> <td data-sheets-numberformat='{"1":2,"2":"0","3":1}' data-sheets-value='{"1":3,"3":83}' style="overflow:hidden;padding:0px 3px 0px 3px;vertical-align:bottom;text-align:center;">83</td> <td data-sheets-numberformat='{"1":2,"2":"0","3":1}' data-sheets-value='{"1":2,"2":"-"}' style="border-right:1px solid #000000;overflow:hidden;padding:0px 3px 0px 3px;vertical-align:bottom;text-align:center;">-</td> </tr> <tr style="height:20px;"> <td data-sheets-value='{"1":2,"2":"PC"}' style="border-left:1px solid #000000;overflow:hidden;padding:0px 3px 0px 3px;vertical-align:bottom;font-weight:bold;">PC</td> <td data-sheets-value='{"1":2,"2":"Single-walled"}' style="overflow:hidden;padding:0px 3px 0px 3px;vertical-align:bottom;font-weight:bold;">Single-walled</td> <td data-sheets-value='{"1":2,"2":"Opal (D)"}' style="border-right:1px solid #000000;overflow:hidden;padding:0px 3px 0px 3px;vertical-align:bottom;font-weight:bold;">Opal (D)</td> <td data-sheets-numberformat='{"1":2,"2":"0.00","3":1}' data-sheets-value='{"1":3,"3":5.17}' style="overflow:hidden;padding:0px 3px 0px 3px;vertical-align:bottom;text-align:center;">5.17</td> <td data-sheets-numberformat='{"1":2,"2":"0","3":1}' data-sheets-value='{"1":3,"3":58}' style="overflow:hidden;padding:0px 3px 0px 3px;vertical-align:bottom;text-align:center;">58</td> <td data-sheets-numberformat='{"1":2,"2":"0","3":1}' data-sheets-value='{"1":3,"3":60}' style="overflow:hidden;padding:0px 3px 0px 3px;vertical-align:bottom;text-align:center;">60</td> <td data-sheets-numberformat='{"1":2,"2":"0","3":1}' data-sheets-value='{"1":2,"2":"-"}' style="border-right:1px solid #000000;overflow:hidden;padding:0px 3px 0px 3px;vertical-align:bottom;text-align:center;">-</td> </tr> <tr style="height:20px;"> <td style="border-left:1px solid #000000;overflow:hidden;padding:0px 3px 0px 3px;vertical-align:bottom;font-weight:bold;"></td> <td data-sheets-value='{"1":2,"2":"Double-walled"}' style="overflow:hidden;padding:0px 3px 0px 3px;vertical-align:bottom;font-weight:bold;">Double-walled</td> <td data-sheets-value='{"1":2,"2":"Clear (A/H)"}' style="border-right:1px solid #000000;overflow:hidden;padding:0px 3px 0px 3px;vertical-align:bottom;font-weight:bold;">Clear (A/H)</td> <td data-sheets-numberformat='{"1":2,"2":"0.00","3":1}' data-sheets-value='{"1":3,"3":2.9}' style="overflow:hidden;padding:0px 3px 0px 3px;vertical-align:bottom;text-align:center;">2.90</td> <td data-sheets-numberformat='{"1":2,"2":"0","3":1}' data-sheets-value='{"1":3,"3":79}' style="overflow:hidden;padding:0px 3px 0px 3px;vertical-align:bottom;text-align:center;">79</td> <td data-sheets-numberformat='{"1":2,"2":"0","3":1}' data-sheets-value='{"1":3,"3":72}' style="overflow:hidden;padding:0px 3px 0px 3px;vertical-align:bottom;text-align:center;">72</td> <td data-sheets-numberformat='{"1":2,"2":"0","3":1}' data-sheets-value='{"1":3,"3":20}' style="border-right:1px solid #000000;overflow:hidden;padding:0px 3px 0px 3px;vertical-align:bottom;text-align:center;">20</td> </tr> <tr style="height:20px;"> <td style="border-left:1px solid #000000;overflow:hidden;padding:0px 3px 0px 3px;vertical-align:bottom;font-weight:bold;"></td> <td data-sheets-value='{"1":2,"2":"Double-walled"}' style="overflow:hidden;padding:0px 3px 0px 3px;vertical-align:bottom;font-weight:bold;">Double-walled</td> <td data-sheets-value='{"1":2,"2":"Clear (A/A)"}' style="border-right:1px solid #000000;overflow:hidden;padding:0px 3px 0px 3px;vertical-align:bottom;font-weight:bold;">Clear (A/A)</td> <td data-sheets-numberformat='{"1":2,"2":"0.00","3":1}' data-sheets-value='{"1":3,"3":2.9}' style="overflow:hidden;padding:0px 3px 0px 3px;vertical-align:bottom;text-align:center;">2.90</td> <td data-sheets-numberformat='{"1":2,"2":"0","3":1}' data-sheets-value='{"1":3,"3":77}' style="overflow:hidden;padding:0px 3px 0px 3px;vertical-align:bottom;text-align:center;">77</td> <td data-sheets-numberformat='{"1":2,"2":"0","3":1}' data-sheets-value='{"1":3,"3":69}' style="overflow:hidden;padding:0px 3px 0px 3px;vertical-align:bottom;text-align:center;">69</td> <td data-sheets-numberformat='{"1":2,"2":"0","3":1}' data-sheets-value='{"1":3,"3":20}' style="border-right:1px solid #000000;overflow:hidden;padding:0px 3px 0px 3px;vertical-align:bottom;text-align:center;">20</td> </tr> <tr style="height:20px;"> <td style="border-left:1px solid #000000;overflow:hidden;padding:0px 3px 0px 3px;vertical-align:bottom;font-weight:bold;"></td> <td data-sheets-value='{"1":2,"2":"Double-walled"}' style="overflow:hidden;padding:0px 3px 0px 3px;vertical-align:bottom;font-weight:bold;">Double-walled</td> <td data-sheets-value='{"1":2,"2":"Opal (A/O)"}' style="border-right:1px solid #000000;overflow:hidden;padding:0px 3px 0px 3px;vertical-align:bottom;font-weight:bold;">Opal (A/O)</td> <td data-sheets-numberformat='{"1":2,"2":"0.00","3":1}' data-sheets-value='{"1":3,"3":2.9}' style="overflow:hidden;padding:0px 3px 0px 3px;vertical-align:bottom;text-align:center;">2.90</td> <td data-sheets-numberformat='{"1":2,"2":"0","3":1}' data-sheets-value='{"1":3,"3":73}' style="overflow:hidden;padding:0px 3px 0px 3px;vertical-align:bottom;text-align:center;">73</td> <td data-sheets-numberformat='{"1":2,"2":"0","3":1}' data-sheets-value='{"1":3,"3":63}' style="overflow:hidden;padding:0px 3px 0px 3px;vertical-align:bottom;text-align:center;">63</td> <td data-sheets-numberformat='{"1":2,"2":"0","3":1}' data-sheets-value='{"1":3,"3":20}' style="border-right:1px solid #000000;overflow:hidden;padding:0px 3px 0px 3px;vertical-align:bottom;text-align:center;">20</td> </tr> <tr style="height:20px;"> <td style="border-left:1px solid #000000;overflow:hidden;padding:0px 3px 0px 3px;vertical-align:bottom;font-weight:bold;"></td> <td data-sheets-value='{"1":2,"2":"Double-walled"}' style="overflow:hidden;padding:0px 3px 0px 3px;vertical-align:bottom;font-weight:bold;">Double-walled</td> <td data-sheets-value='{"1":2,"2":"Opal (A/D)"}' style="border-right:1px solid #000000;overflow:hidden;padding:0px 3px 0px 3px;vertical-align:bottom;font-weight:bold;">Opal (A/D)</td> <td data-sheets-numberformat='{"1":2,"2":"0.00","3":1}' data-sheets-value='{"1":3,"3":2.9}' style="overflow:hidden;padding:0px 3px 0px 3px;vertical-align:bottom;text-align:center;">2.90</td> <td data-sheets-numberformat='{"1":2,"2":"0","3":1}' data-sheets-value='{"1":3,"3":51}' style="overflow:hidden;padding:0px 3px 0px 3px;vertical-align:bottom;text-align:center;">51</td> <td data-sheets-numberformat='{"1":2,"2":"0","3":1}' data-sheets-value='{"1":3,"3":50}' style="overflow:hidden;padding:0px 3px 0px 3px;vertical-align:bottom;text-align:center;">50</td> <td data-sheets-numberformat='{"1":2,"2":"0","3":1}' data-sheets-value='{"1":3,"3":20}' style="border-right:1px solid #000000;overflow:hidden;padding:0px 3px 0px 3px;vertical-align:bottom;text-align:center;">20</td> </tr> <tr style="height:20px;"> <td style="border-left:1px solid #000000;overflow:hidden;padding:0px 3px 0px 3px;vertical-align:bottom;font-weight:bold;"></td> <td data-sheets-value='{"1":2,"2":"Triple-walled"}' style="overflow:hidden;padding:0px 3px 0px 3px;vertical-align:bottom;font-weight:bold;">Triple-walled</td> <td data-sheets-value='{"1":2,"2":"Clear (A/H/H)"}' style="border-right:1px solid #000000;overflow:hidden;padding:0px 3px 0px 3px;vertical-align:bottom;font-weight:bold;">Clear (A/H/H)</td> <td data-sheets-numberformat='{"1":2,"2":"0.00","3":1}' data-sheets-value='{"1":3,"3":1.7}' style="overflow:hidden;padding:0px 3px 0px 3px;vertical-align:bottom;text-align:center;">1.70</td> <td data-sheets-numberformat='{"1":2,"2":"0","3":1}' data-sheets-value='{"1":3,"3":71}' style="overflow:hidden;padding:0px 3px 0px 3px;vertical-align:bottom;text-align:center;">71</td> <td data-sheets-numberformat='{"1":2,"2":"0","3":1}' data-sheets-value='{"1":3,"3":63}' style="overflow:hidden;padding:0px 3px 0px 3px;vertical-align:bottom;text-align:center;">63</td> <td data-sheets-numberformat='{"1":2,"2":"0","3":1}' data-sheets-value='{"1":3,"3":22}' style="border-right:1px solid #000000;overflow:hidden;padding:0px 3px 0px 3px;vertical-align:bottom;text-align:center;">22</td> </tr> <tr style="height:20px;"> <td style="border-left:1px solid #000000;overflow:hidden;padding:0px 3px 0px 3px;vertical-align:bottom;font-weight:bold;"></td> <td data-sheets-value='{"1":2,"2":"Triple-walled"}' style="overflow:hidden;padding:0px 3px 0px 3px;vertical-align:bottom;font-weight:bold;">Triple-walled</td> <td data-sheets-value='{"1":2,"2":"Opal (A/O/O)"}' style="border-right:1px solid #000000;overflow:hidden;padding:0px 3px 0px 3px;vertical-align:bottom;font-weight:bold;">Opal (A/O/O)</td> <td data-sheets-numberformat='{"1":2,"2":"0.00","3":1}' data-sheets-value='{"1":3,"3":1.7}' style="overflow:hidden;padding:0px 3px 0px 3px;vertical-align:bottom;text-align:center;">1.70</td> <td data-sheets-numberformat='{"1":2,"2":"0","3":1}' data-sheets-value='{"1":3,"3":61}' style="overflow:hidden;padding:0px 3px 0px 3px;vertical-align:bottom;text-align:center;">61</td> <td data-sheets-numberformat='{"1":2,"2":"0","3":1}' data-sheets-value='{"1":3,"3":48}' style="overflow:hidden;padding:0px 3px 0px 3px;vertical-align:bottom;text-align:center;">48</td> <td data-sheets-numberformat='{"1":2,"2":"0","3":1}' data-sheets-value='{"1":3,"3":22}' style="border-right:1px solid #000000;overflow:hidden;padding:0px 3px 0px 3px;vertical-align:bottom;text-align:center;">22</td> </tr> <tr style="height:20px;"> <td style="border-left:1px solid #000000;overflow:hidden;padding:0px 3px 0px 3px;vertical-align:bottom;font-weight:bold;"></td> <td data-sheets-value='{"1":2,"2":"Four-walled"}' style="overflow:hidden;padding:0px 3px 0px 3px;vertical-align:bottom;font-weight:bold;">Four-walled</td> <td data-sheets-value='{"1":2,"2":"Clear (A/H/H/H)"}' style="border-right:1px solid #000000;overflow:hidden;padding:0px 3px 0px 3px;vertical-align:bottom;font-weight:bold;">Clear (A/H/H/H)</td> <td data-sheets-numberformat='{"1":2,"2":"0.00","3":1}' data-sheets-value='{"1":3,"3":1.28}' style="overflow:hidden;padding:0px 3px 0px 3px;vertical-align:bottom;text-align:center;">1.28</td> <td data-sheets-numberformat='{"1":2,"2":"0","3":1}' data-sheets-value='{"1":3,"3":64}' style="overflow:hidden;padding:0px 3px 0px 3px;vertical-align:bottom;text-align:center;">64</td> <td data-sheets-numberformat='{"1":2,"2":"0","3":1}' data-sheets-value='{"1":3,"3":52}' style="overflow:hidden;padding:0px 3px 0px 3px;vertical-align:bottom;text-align:center;">52</td> <td data-sheets-numberformat='{"1":2,"2":"0","3":1}' data-sheets-value='{"1":3,"3":23}' style="border-right:1px solid #000000;overflow:hidden;padding:0px 3px 0px 3px;vertical-align:bottom;text-align:center;">23</td> </tr> <tr style="height:20px;"> <td style="border-bottom:1px solid #000000;border-left:1px solid #000000;overflow:hidden;padding:0px 3px 0px 3px;vertical-align:bottom;"></td> <td data-sheets-value='{"1":2,"2":"Four-walled"}' style="border-bottom:1px solid #000000;overflow:hidden;padding:0px 3px 0px 3px;vertical-align:bottom;font-weight:bold;">Four-walled</td> <td data-sheets-value='{"1":2,"2":"Opal (A/H/O/H)"}' style="border-right:1px solid #000000;border-bottom:1px solid #000000;overflow:hidden;padding:0px 3px 0px 3px;vertical-align:bottom;font-weight:bold;">Opal (A/H/O/H)</td> <td data-sheets-numberformat='{"1":2,"2":"0.00","3":1}' data-sheets-value='{"1":3,"3":1.28}' style="border-bottom:1px solid #000000;overflow:hidden;padding:0px 3px 0px 3px;vertical-align:bottom;text-align:center;">1.28</td> <td data-sheets-numberformat='{"1":2,"2":"0","3":1}' data-sheets-value='{"1":3,"3":59}' style="border-bottom:1px solid #000000;overflow:hidden;padding:0px 3px 0px 3px;vertical-align:bottom;text-align:center;">59</td> <td data-sheets-numberformat='{"1":2,"2":"0","3":1}' data-sheets-value='{"1":3,"3":46}' style="border-bottom:1px solid #000000;overflow:hidden;padding:0px 3px 0px 3px;vertical-align:bottom;text-align:center;">46</td> <td data-sheets-numberformat='{"1":2,"2":"0","3":1}' data-sheets-value='{"1":3,"3":23}' style="border-right:1px solid #000000;border-bottom:1px solid #000000;overflow:hidden;padding:0px 3px 0px 3px;vertical-align:bottom;text-align:center;">23</td> </tr> <tr style="height:20px;"> <td data-sheets-value='{"1":2,"2":"Polycarbonate"}' style="border-left:1px solid #000000;overflow:hidden;padding:0px 3px 0px 3px;vertical-align:bottom;font-weight:bold;">Polycarbonate</td> <td data-sheets-value='{"1":2,"2":"Single-walled"}' style="overflow:hidden;padding:0px 3px 0px 3px;vertical-align:bottom;font-weight:bold;">Single-walled</td> <td data-sheets-value='{"1":2,"2":"Heatstop Opal (T)"}' style="border-right:1px solid #000000;overflow:hidden;padding:0px 3px 0px 3px;vertical-align:bottom;font-weight:bold;">Heatstop Opal (T)</td> <td data-sheets-numberformat='{"1":2,"2":"0.00","3":1}' data-sheets-value='{"1":3,"3":5.17}' style="overflow:hidden;padding:0px 3px 0px 3px;vertical-align:bottom;text-align:center;">5.17</td> <td data-sheets-numberformat='{"1":2,"2":"0","3":1}' data-sheets-value='{"1":3,"3":49}' style="overflow:hidden;padding:0px 3px 0px 3px;vertical-align:bottom;text-align:center;">49</td> <td data-sheets-numberformat='{"1":2,"2":"0","3":1}' data-sheets-value='{"1":3,"3":59}' style="overflow:hidden;padding:0px 3px 0px 3px;vertical-align:bottom;text-align:center;">59</td> <td data-sheets-numberformat='{"1":2,"2":"0","3":1}' data-sheets-value='{"1":2,"2":"-"}' style="border-right:1px solid #000000;overflow:hidden;padding:0px 3px 0px 3px;vertical-align:bottom;text-align:center;">-</td> </tr> <tr style="height:20px;"> <td data-sheets-value='{"1":2,"2":"Heatstop PC"}' style="border-left:1px solid #000000;overflow:hidden;padding:0px 3px 0px 3px;vertical-align:bottom;font-weight:bold;">Heatstop PC</td> <td data-sheets-value='{"1":2,"2":"Double-walled"}' style="overflow:hidden;padding:0px 3px 0px 3px;vertical-align:bottom;font-weight:bold;">Double-walled</td> <td data-sheets-value='{"1":2,"2":"Clear (T/H)"}' style="border-right:1px solid #000000;overflow:hidden;padding:0px 3px 0px 3px;vertical-align:bottom;font-weight:bold;">Clear (T/H)</td> <td data-sheets-numberformat='{"1":2,"2":"0.00","3":1}' data-sheets-value='{"1":3,"3":2.9}' style="overflow:hidden;padding:0px 3px 0px 3px;vertical-align:bottom;text-align:center;">2.90</td> <td data-sheets-numberformat='{"1":2,"2":"0","3":1}' data-sheets-value='{"1":3,"3":44}' style="overflow:hidden;padding:0px 3px 0px 3px;vertical-align:bottom;text-align:center;">44</td> <td data-sheets-numberformat='{"1":2,"2":"0","3":1}' data-sheets-value='{"1":3,"3":51}' style="overflow:hidden;padding:0px 3px 0px 3px;vertical-align:bottom;text-align:center;">51</td> <td data-sheets-numberformat='{"1":2,"2":"0","3":1}' data-sheets-value='{"1":3,"3":20}' style="border-right:1px solid #000000;overflow:hidden;padding:0px 3px 0px 3px;vertical-align:bottom;text-align:center;">20</td> </tr> <tr style="height:20px;"> <td style="border-left:1px solid #000000;overflow:hidden;padding:0px 3px 0px 3px;vertical-align:bottom;font-weight:bold;"></td> <td data-sheets-value='{"1":2,"2":"Double-walled"}' style="overflow:hidden;padding:0px 3px 0px 3px;vertical-align:bottom;font-weight:bold;">Double-walled</td> <td data-sheets-value='{"1":2,"2":"Opal (T/O)"}' style="border-right:1px solid #000000;overflow:hidden;padding:0px 3px 0px 3px;vertical-align:bottom;font-weight:bold;">Opal (T/O)</td> <td data-sheets-numberformat='{"1":2,"2":"0.00","3":1}' data-sheets-value='{"1":3,"3":2.9}' style="overflow:hidden;padding:0px 3px 0px 3px;vertical-align:bottom;text-align:center;">2.90</td> <td data-sheets-numberformat='{"1":2,"2":"0","3":1}' data-sheets-value='{"1":3,"3":41}' style="overflow:hidden;padding:0px 3px 0px 3px;vertical-align:bottom;text-align:center;">41</td> <td data-sheets-numberformat='{"1":2,"2":"0","3":1}' data-sheets-value='{"1":3,"3":45}' style="overflow:hidden;padding:0px 3px 0px 3px;vertical-align:bottom;text-align:center;">45</td> <td data-sheets-numberformat='{"1":2,"2":"0","3":1}' data-sheets-value='{"1":3,"3":20}' style="border-right:1px solid #000000;overflow:hidden;padding:0px 3px 0px 3px;vertical-align:bottom;text-align:center;">20</td> </tr> <tr style="height:20px;"> <td style="border-left:1px solid #000000;overflow:hidden;padding:0px 3px 0px 3px;vertical-align:bottom;font-weight:bold;"></td> <td data-sheets-value='{"1":2,"2":"Triple-walled"}' style="overflow:hidden; | skylux-160-ce-met-koepel-en-metaalopstand-met-lm-motor-en-windvang-1100-x-1100-mm | 8586005938509 | 46872291377485
Smoke and heat exhaust (SHEV) | SHE system | Skylux | Skylux 160° CE with skylight and metal curb with LM-actuator and spoiler 1100 x 1400 mm |  | 50983 | 5412970509837 | 4183 | Yes | 30-45 | 79.04 | 1100 x 1400 mm | 1400 | 1100 |  | metal curb M30 (30 cm high) | Rectangular | 5.17 W/m²K - 1.28 W/m²K | 87% - 32% | 90% - 32% | 20dB - 23dB | 160° CE (for industry) | skylight | with spoiler | E | Single actuator | Maximum four-walled skylight possible for this product | Ut-value LT-value g-value Rw-value EN 1873 : 2014 EN ISO 13468 EN 16153 EN 410 EN 410 EN ISO 140-3 Material Walls Shells (W/m²K) (%) (%) (dB) Acrylic Single-walled Clear (H) 5.17 90 87 - PMMA Single-walled Opal (O) 5.17 83 76 - Double-walled Clear (H/H) 2.90 81 75 20 Double-walled Opal (O/O) 2.90 69 58 20 Triple-walled Clear (H/H/H) 1.70 73 65 22 Triple-walled Opal (O/H/O) 1.70 62 51 22 Four-walled Clear (H/H/H/H) 1.28 64 54 23 Four-walled Opal (H/H/O/H) 1.28 59 48 23 Polycarbonate Single-walled Clear (A) 5.17 88 83 - PC Single-walled Opal (D) 5.17 58 60 - Double-walled Clear (A/H) 2.90 79 72 20 Double-walled Clear (A/A) 2.90 77 69 20 Double-walled Opal (A/O) 2.90 73 63 20 Double-walled Opal (A/D) 2.90 51 50 20 Triple-walled Clear (A/H/H) 1.70 71 63 22 Triple-walled Opal (A/O/O) 1.70 61 48 22 Four-walled Clear (A/H/H/H) 1.28 64 52 23 Four-walled Opal (A/H/O/H) 1.28 59 46 23 Polycarbonate Single-walled Heatstop Opal (T) 5.17 49 59 - Heatstop PC Double-walled Clear (T/H) 2.90 44 51 20 Double-walled Opal (T/O) 2.90 41 45 20 Triple-walled Clear (T/H/H) 1.70 40 <td data-sheets-numberformat='{"1":2,"2":"0","3":1}' data-sheets-value='{"1":3,"3":44}' style="overflow:hidden;paddin | https://skylux.eu/en/products/skylux-160-ce-met-koepel-en-metaalopstand-met-lm-motor-en-windvang-1100-x-1400-mm | https://skylux.eu/cdn/shop/files/Skylux-160deg-CE-met-koepel-en-metaalopstand-met-LM-motor-en-windvang-1100-x-1400-mm-RWA-systeem.jpg?v=1702977557&width=1600 | https://skylux.eu/cdn/shop/files/e5a82811-1bb0-48e4-a776-cacb59c7c092_a3e76d1a-92da-4f3c-8752-3f7a07bad198.jpg?v=1688550408&width=1600 | //skylux.eu/cdn/shop/files/E_MH_Mounting_instructions_Skylux_160_CE_LM.pdf?v=12406716259046007223 | //skylux.eu/cdn/shop/files/E_TD_Technical_File_Skylux_Skylux_160_CE_Electric.pdf?v=3667116872303399239 | <style type="text/css" id="isPasted"> <!--td { border: 1px solid #cccccc; } br { mso-data-placement: same-cell; } --> </style> <table border="1" cellpadding="0" cellspacing="0" dir="ltr" style="table-layout:fixed;font-size:10pt;font-family:Arial;border-collapse:collapse;border:none;"><tbody> <tr style="height:20px;"> <td style="overflow:hidden;padding:0px 3px 0px 3px;vertical-align:bottom;"></td> <td style="overflow:hidden;padding:0px 3px 0px 3px;vertical-align:bottom;"></td> <td style="overflow:hidden;padding:0px 3px 0px 3px;vertical-align:bottom;"></td> <td data-sheets-value='{"1":2,"2":"Ut-value"}' style="overflow:hidden;padding:0px 3px 0px 3px;vertical-align:bottom;font-weight:bold;text-align:center;">Ut-value</td> <td data-sheets-value='{"1":2,"2":"LT-value"}' style="overflow:hidden;padding:0px 3px 0px 3px;vertical-align:bottom;font-weight:bold;text-align:center;">LT-value</td> <td data-sheets-value='{"1":2,"2":"g-value"}' style="overflow:hidden;padding:0px 3px 0px 3px;vertical-align:bottom;font-weight:bold;text-align:center;">g-value</td> <td data-sheets-value='{"1":2,"2":"Rw-value "}' style="overflow:hidden;padding:0px 3px 0px 3px;vertical-align:bottom;font-weight:bold;text-align:center;">Rw-value </td> </tr> <tr style="height:20px;"> <td style="overflow:hidden;padding:0px 3px 0px 3px;vertical-align:bottom;"></td> <td style="overflow:hidden;padding:0px 3px 0px 3px;vertical-align:bottom;"></td> <td style="overflow:hidden;padding:0px 3px 0px 3px;vertical-align:bottom;"></td> <td data-sheets-numberformat='{"1":2,"2":"0.00","3":1}' data-sheets-value='{"1":2,"2":"EN 1873 : 2014"}' style="overflow:hidden;padding:0px 3px 0px 3px;vertical-align:bottom;text-align:center;">EN 1873 : 2014</td> <td data-sheets-numberformat='{"1":2,"2":"0","3":1}' data-sheets-value='{"1":2,"2":"EN ISO 13468 EN 16153 EN 410"}' style="overflow:hidden;padding:0px 3px 0px 3px;vertical-align:bottom;text-align:center;">EN ISO 13468 EN 16153 EN 410</td> <td data-sheets-numberformat='{"1":2,"2":"0","3":1}' data-sheets-value='{"1":2,"2":"EN 410"}' style="overflow:hidden;padding:0px 3px 0px 3px;vertical-align:bottom;text-align:center;">EN 410</td> <td data-sheets-value='{"1":2,"2":"EN ISO 140-3\t\t"}' style="overflow:hidden;padding:0px 3px 0px 3px;vertical-align:bottom;text-align:center;">EN ISO 140-3 </td> </tr> <tr style="height:20px;"> <td data-sheets-value='{"1":2,"2":"Material"}' style="border-bottom:1px solid #000000;overflow:hidden;padding:0px 3px 0px 3px;vertical-align:bottom;background-color:#000000;font-weight:bold;color:#ffffff;">Material</td> <td data-sheets-value='{"1":2,"2":"Walls"}' style="border-bottom:1px solid #000000;overflow:hidden;padding:0px 3px 0px 3px;vertical-align:bottom;background-color:#000000;font-weight:bold;color:#ffffff;">Walls</td> <td data-sheets-value='{"1":2,"2":"Shells"}' style="border-bottom:1px solid #000000;overflow:hidden;padding:0px 3px 0px 3px;vertical-align:bottom;background-color:#000000;font-weight:bold;color:#ffffff;">Shells</td> <td data-sheets-numberformat='{"1":2,"2":"0.00","3":1}' data-sheets-value='{"1":2,"2":"(W/m²K)\t"}' style="border-bottom:1px solid #000000;overflow:hidden;padding:0px 3px 0px 3px;vertical-align:bottom;background-color:#000000;font-weight:bold;color:#ffffff;text-align:center;">(W/m²K) </td> <td data-sheets-numberformat='{"1":2,"2":"0","3":1}' data-sheets-value='{"1":2,"2":"(%)"}' style="border-bottom:1px solid #000000;overflow:hidden;padding:0px 3px 0px 3px;vertical-align:bottom;background-color:#000000;font-weight:bold;color:#ffffff;text-align:center;">(%)</td> <td data-sheets-numberformat='{"1":2,"2":"0","3":1}' data-sheets-value='{"1":2,"2":"(%)"}' style="border-bottom:1px solid #000000;overflow:hidden;padding:0px 3px 0px 3px;vertical-align:bottom;background-color:#000000;font-weight:bold;color:#ffffff;text-align:center;">(%)</td> <td data-sheets-value='{"1":2,"2":"(dB)"}' style="border-bottom:1px solid #000000;overflow:hidden;padding:0px 3px 0px 3px;vertical-align:bottom;background-color:#000000;font-weight:bold;color:#ffffff;text-align:center;">(dB)</td> </tr> <tr style="height:20px;"> <td data-sheets-value='{"1":2,"2":"Acrylic"}' style="border-left:1px solid #000000;overflow:hidden;padding:0px 3px 0px 3px;vertical-align:bottom;font-weight:bold;">Acrylic</td> <td data-sheets-value='{"1":2,"2":"Single-walled"}' style="overflow:hidden;padding:0px 3px 0px 3px;vertical-align:bottom;font-weight:bold;">Single-walled</td> <td data-sheets-value='{"1":2,"2":"Clear (H)"}' style="border-right:1px solid #000000;overflow:hidden;padding:0px 3px 0px 3px;vertical-align:bottom;font-weight:bold;">Clear (H)</td> <td data-sheets-numberformat='{"1":2,"2":"0.00","3":1}' data-sheets-value='{"1":3,"3":5.17}' style="overflow:hidden;padding:0px 3px 0px 3px;vertical-align:bottom;text-align:center;">5.17</td> <td data-sheets-numberformat='{"1":2,"2":"0","3":1}' data-sheets-value='{"1":3,"3":90}' style="overflow:hidden;padding:0px 3px 0px 3px;vertical-align:bottom;text-align:center;">90</td> <td data-sheets-numberformat='{"1":2,"2":"0","3":1}' data-sheets-value='{"1":3,"3":87}' style="overflow:hidden;padding:0px 3px 0px 3px;vertical-align:bottom;text-align:center;">87</td> <td data-sheets-numberformat='{"1":2,"2":"0","3":1}' data-sheets-value='{"1":2,"2":"-"}' style="border-right:1px solid #000000;overflow:hidden;padding:0px 3px 0px 3px;vertical-align:bottom;text-align:center;">-</td> </tr> <tr style="height:20px;"> <td data-sheets-value='{"1":2,"2":"PMMA"}' style="border-left:1px solid #000000;overflow:hidden;padding:0px 3px 0px 3px;vertical-align:bottom;font-weight:bold;">PMMA</td> <td data-sheets-value='{"1":2,"2":"Single-walled"}' style="overflow:hidden;padding:0px 3px 0px 3px;vertical-align:bottom;font-weight:bold;">Single-walled</td> <td data-sheets-value='{"1":2,"2":"Opal (O)"}' style="border-right:1px solid #000000;overflow:hidden;padding:0px 3px 0px 3px;vertical-align:bottom;font-weight:bold;">Opal (O)</td> <td data-sheets-numberformat='{"1":2,"2":"0.00","3":1}' data-sheets-value='{"1":3,"3":5.17}' style="overflow:hidden;padding:0px 3px 0px 3px;vertical-align:bottom;text-align:center;">5.17</td> <td data-sheets-numberformat='{"1":2,"2":"0","3":1}' data-sheets-value='{"1":3,"3":83}' style="overflow:hidden;padding:0px 3px 0px 3px;vertical-align:bottom;text-align:center;">83</td> <td data-sheets-numberformat='{"1":2,"2":"0","3":1}' data-sheets-value='{"1":3,"3":76}' style="overflow:hidden;padding:0px 3px 0px 3px;vertical-align:bottom;text-align:center;">76</td> <td data-sheets-numberformat='{"1":2,"2":"0","3":1}' data-sheets-value='{"1":2,"2":"-"}' style="border-right:1px solid #000000;overflow:hidden;padding:0px 3px 0px 3px;vertical-align:bottom;text-align:center;">-</td> </tr> <tr style="height:20px;"> <td style="border-left:1px solid #000000;overflow:hidden;padding:0px 3px 0px 3px;vertical-align:bottom;font-weight:bold;"></td> <td data-sheets-value='{"1":2,"2":"Double-walled"}' style="overflow:hidden;padding:0px 3px 0px 3px;vertical-align:bottom;font-weight:bold;">Double-walled</td> <td data-sheets-value='{"1":2,"2":"Clear (H/H)"}' style="border-right:1px solid #000000;overflow:hidden;padding:0px 3px 0px 3px;vertical-align:bottom;font-weight:bold;">Clear (H/H)</td> <td data-sheets-numberformat='{"1":2,"2":"0.00","3":1}' data-sheets-value='{"1":3,"3":2.9}' style="overflow:hidden;padding:0px 3px 0px 3px;vertical-align:bottom;text-align:center;">2.90</td> <td data-sheets-numberformat='{"1":2,"2":"0","3":1}' data-sheets-value='{"1":3,"3":81}' style="overflow:hidden;padding:0px 3px 0px 3px;vertical-align:bottom;text-align:center;">81</td> <td data-sheets-numberformat='{"1":2,"2":"0","3":1}' data-sheets-value='{"1":3,"3":75}' style="overflow:hidden;padding:0px 3px 0px 3px;vertical-align:bottom;text-align:center;">75</td> <td data-sheets-numberformat='{"1":2,"2":"0","3":1}' data-sheets-value='{"1":3,"3":20}' style="border-right:1px solid #000000;overflow:hidden;padding:0px 3px 0px 3px;vertical-align:bottom;text-align:center;">20</td> </tr> <tr style="height:20px;"> <td style="border-left:1px solid #000000;overflow:hidden;padding:0px 3px 0px 3px;vertical-align:bottom;font-weight:bold;"></td> <td data-sheets-value='{"1":2,"2":"Double-walled"}' style="overflow:hidden;padding:0px 3px 0px 3px;vertical-align:bottom;font-weight:bold;">Double-walled</td> <td data-sheets-value='{"1":2,"2":"Opal (O/O)"}' style="border-right:1px solid #000000;overflow:hidden;padding:0px 3px 0px 3px;vertical-align:bottom;font-weight:bold;">Opal (O/O)</td> <td data-sheets-numberformat='{"1":2,"2":"0.00","3":1}' data-sheets-value='{"1":3,"3":2.9}' style="overflow:hidden;padding:0px 3px 0px 3px;vertical-align:bottom;text-align:center;">2.90</td> <td data-sheets-numberformat='{"1":2,"2":"0","3":1}' data-sheets-value='{"1":3,"3":69}' style="overflow:hidden;padding:0px 3px 0px 3px;vertical-align:bottom;text-align:center;">69</td> <td data-sheets-numberformat='{"1":2,"2":"0","3":1}' data-sheets-value='{"1":3,"3":58}' style="overflow:hidden;padding:0px 3px 0px 3px;vertical-align:bottom;text-align:center;">58</td> <td data-sheets-numberformat='{"1":2,"2":"0","3":1}' data-sheets-value='{"1":3,"3":20}' style="border-right:1px solid #000000;overflow:hidden;padding:0px 3px 0px 3px;vertical-align:bottom;text-align:center;">20</td> </tr> <tr style="height:20px;"> <td style="border-left:1px solid #000000;overflow:hidden;padding:0px 3px 0px 3px;vertical-align:bottom;font-weight:bold;"></td> <td data-sheets-value='{"1":2,"2":"Triple-walled"}' style="overflow:hidden;padding:0px 3px 0px 3px;vertical-align:bottom;font-weight:bold;">Triple-walled</td> <td data-sheets-value='{"1":2,"2":"Clear (H/H/H)"}' style="border-right:1px solid #000000;overflow:hidden;padding:0px 3px 0px 3px;vertical-align:bottom;font-weight:bold;">Clear (H/H/H)</td> <td data-sheets-numberformat='{"1":2,"2":"0.00","3":1}' data-sheets-value='{"1":3,"3":1.7}' style="overflow:hidden;padding:0px 3px 0px 3px;vertical-align:bottom;text-align:center;">1.70</td> <td data-sheets-numberformat='{"1":2,"2":"0","3":1}' data-sheets-value='{"1":3,"3":73}' style="overflow:hidden;padding:0px 3px 0px 3px;vertical-align:bottom;text-align:center;">73</td> <td data-sheets-numberformat='{"1":2,"2":"0","3":1}' data-sheets-value='{"1":3,"3":65}' style="overflow:hidden;padding:0px 3px 0px 3px;vertical-align:bottom;text-align:center;">65</td> <td data-sheets-numberformat='{"1":2,"2":"0","3":1}' data-sheets-value='{"1":3,"3":22}' style="border-right:1px solid #000000;overflow:hidden;padding:0px 3px 0px 3px;vertical-align:bottom;text-align:center;">22</td> </tr> <tr style="height:20px;"> <td style="border-left:1px solid #000000;overflow:hidden;padding:0px 3px 0px 3px;vertical-align:bottom;font-weight:bold;"></td> <td data-sheets-value='{"1":2,"2":"Triple-walled"}' style="overflow:hidden;padding:0px 3px 0px 3px;vertical-align:bottom;font-weight:bold;">Triple-walled</td> <td data-sheets-value='{"1":2,"2":"Opal (O/H/O)"}' style="border-right:1px solid #000000;overflow:hidden;padding:0px 3px 0px 3px;vertical-align:bottom;font-weight:bold;">Opal (O/H/O)</td> <td data-sheets-numberformat='{"1":2,"2":"0.00","3":1}' data-sheets-value='{"1":3,"3":1.7}' style="overflow:hidden;padding:0px 3px 0px 3px;vertical-align:bottom;text-align:center;">1.70</td> <td data-sheets-numberformat='{"1":2,"2":"0","3":1}' data-sheets-value='{"1":3,"3":62}' style="overflow:hidden;padding:0px 3px 0px 3px;vertical-align:bottom;text-align:center;">62</td> <td data-sheets-numberformat='{"1":2,"2":"0","3":1}' data-sheets-value='{"1":3,"3":51}' style="overflow:hidden;padding:0px 3px 0px 3px;vertical-align:bottom;text-align:center;">51</td> <td data-sheets-numberformat='{"1":2,"2":"0","3":1}' data-sheets-value='{"1":3,"3":22}' style="border-right:1px solid #000000;overflow:hidden;padding:0px 3px 0px 3px;vertical-align:bottom;text-align:center;">22</td> </tr> <tr style="height:20px;"> <td style="border-left:1px solid #000000;overflow:hidden;padding:0px 3px 0px 3px;vertical-align:bottom;font-weight:bold;"></td> <td data-sheets-value='{"1":2,"2":"Four-walled"}' style="overflow:hidden;padding:0px 3px 0px 3px;vertical-align:bottom;font-weight:bold;">Four-walled</td> <td data-sheets-value='{"1":2,"2":"Clear (H/H/H/H)"}' style="border-right:1px solid #000000;overflow:hidden;padding:0px 3px 0px 3px;vertical-align:bottom;font-weight:bold;">Clear (H/H/H/H)</td> <td data-sheets-numberformat='{"1":2,"2":"0.00","3":1}' data-sheets-value='{"1":3,"3":1.28}' style="overflow:hidden;padding:0px 3px 0px 3px;vertical-align:bottom;text-align:center;">1.28</td> <td data-sheets-numberformat='{"1":2,"2":"0","3":1}' data-sheets-value='{"1":3,"3":64}' style="overflow:hidden;padding:0px 3px 0px 3px;vertical-align:bottom;text-align:center;">64</td> <td data-sheets-numberformat='{"1":2,"2":"0","3":1}' data-sheets-value='{"1":3,"3":54}' style="overflow:hidden;padding:0px 3px 0px 3px;vertical-align:bottom;text-align:center;">54</td> <td data-sheets-numberformat='{"1":2,"2":"0","3":1}' data-sheets-value='{"1":3,"3":23}' style="border-right:1px solid #000000;overflow:hidden;padding:0px 3px 0px 3px;vertical-align:bottom;text-align:center;">23</td> </tr> <tr style="height:20px;"> <td style="border-bottom:1px solid #000000;border-left:1px solid #000000;overflow:hidden;padding:0px 3px 0px 3px;vertical-align:bottom;"></td> <td data-sheets-value='{"1":2,"2":"Four-walled"}' style="border-bottom:1px solid #000000;overflow:hidden;padding:0px 3px 0px 3px;vertical-align:bottom;font-weight:bold;">Four-walled</td> <td data-sheets-value='{"1":2,"2":"Opal (H/H/O/H)"}' style="border-right:1px solid #000000;border-bottom:1px solid #000000;overflow:hidden;padding:0px 3px 0px 3px;vertical-align:bottom;font-weight:bold;">Opal (H/H/O/H)</td> <td data-sheets-numberformat='{"1":2,"2":"0.00","3":1}' data-sheets-value='{"1":3,"3":1.28}' style="border-bottom:1px solid #000000;overflow:hidden;padding:0px 3px 0px 3px;vertical-align:bottom;text-align:center;">1.28</td> <td data-sheets-numberformat='{"1":2,"2":"0","3":1}' data-sheets-value='{"1":3,"3":59}' style="border-bottom:1px solid #000000;overflow:hidden;padding:0px 3px 0px 3px;vertical-align:bottom;text-align:center;">59</td> <td data-sheets-numberformat='{"1":2,"2":"0","3":1}' data-sheets-value='{"1":3,"3":48}' style="border-bottom:1px solid #000000;overflow:hidden;padding:0px 3px 0px 3px;vertical-align:bottom;text-align:center;">48</td> <td data-sheets-numberformat='{"1":2,"2":"0","3":1}' data-sheets-value='{"1":3,"3":23}' style="border-right:1px solid #000000;border-bottom:1px solid #000000;overflow:hidden;padding:0px 3px 0px 3px;vertical-align:bottom;text-align:center;">23</td> </tr> <tr style="height:20px;"> <td data-sheets-value='{"1":2,"2":"Polycarbonate "}' style="border-left:1px solid #000000;overflow:hidden;padding:0px 3px 0px 3px;vertical-align:bottom;font-weight:bold;">Polycarbonate </td> <td data-sheets-value='{"1":2,"2":"Single-walled"}' style="overflow:hidden;padding:0px 3px 0px 3px;vertical-align:bottom;font-weight:bold;">Single-walled</td> <td data-sheets-value='{"1":2,"2":"Clear (A)"}' style="border-right:1px solid #000000;overflow:hidden;padding:0px 3px 0px 3px;vertical-align:bottom;font-weight:bold;">Clear (A)</td> <td data-sheets-numberformat='{"1":2,"2":"0.00","3":1}' data-sheets-value='{"1":3,"3":5.17}' style="overflow:hidden;padding:0px 3px 0px 3px;vertical-align:bottom;text-align:center;">5.17</td> <td data-sheets-numberformat='{"1":2,"2":"0","3":1}' data-sheets-value='{"1":3,"3":88}' style="overflow:hidden;padding:0px 3px 0px 3px;vertical-align:bottom;text-align:center;">88</td> <td data-sheets-numberformat='{"1":2,"2":"0","3":1}' data-sheets-value='{"1":3,"3":83}' style="overflow:hidden;padding:0px 3px 0px 3px;vertical-align:bottom;text-align:center;">83</td> <td data-sheets-numberformat='{"1":2,"2":"0","3":1}' data-sheets-value='{"1":2,"2":"-"}' style="border-right:1px solid #000000;overflow:hidden;padding:0px 3px 0px 3px;vertical-align:bottom;text-align:center;">-</td> </tr> <tr style="height:20px;"> <td data-sheets-value='{"1":2,"2":"PC"}' style="border-left:1px solid #000000;overflow:hidden;padding:0px 3px 0px 3px;vertical-align:bottom;font-weight:bold;">PC</td> <td data-sheets-value='{"1":2,"2":"Single-walled"}' style="overflow:hidden;padding:0px 3px 0px 3px;vertical-align:bottom;font-weight:bold;">Single-walled</td> <td data-sheets-value='{"1":2,"2":"Opal (D)"}' style="border-right:1px solid #000000;overflow:hidden;padding:0px 3px 0px 3px;vertical-align:bottom;font-weight:bold;">Opal (D)</td> <td data-sheets-numberformat='{"1":2,"2":"0.00","3":1}' data-sheets-value='{"1":3,"3":5.17}' style="overflow:hidden;padding:0px 3px 0px 3px;vertical-align:bottom;text-align:center;">5.17</td> <td data-sheets-numberformat='{"1":2,"2":"0","3":1}' data-sheets-value='{"1":3,"3":58}' style="overflow:hidden;padding:0px 3px 0px 3px;vertical-align:bottom;text-align:center;">58</td> <td data-sheets-numberformat='{"1":2,"2":"0","3":1}' data-sheets-value='{"1":3,"3":60}' style="overflow:hidden;padding:0px 3px 0px 3px;vertical-align:bottom;text-align:center;">60</td> <td data-sheets-numberformat='{"1":2,"2":"0","3":1}' data-sheets-value='{"1":2,"2":"-"}' style="border-right:1px solid #000000;overflow:hidden;padding:0px 3px 0px 3px;vertical-align:bottom;text-align:center;">-</td> </tr> <tr style="height:20px;"> <td style="border-left:1px solid #000000;overflow:hidden;padding:0px 3px 0px 3px;vertical-align:bottom;font-weight:bold;"></td> <td data-sheets-value='{"1":2,"2":"Double-walled"}' style="overflow:hidden;padding:0px 3px 0px 3px;vertical-align:bottom;font-weight:bold;">Double-walled</td> <td data-sheets-value='{"1":2,"2":"Clear (A/H)"}' style="border-right:1px solid #000000;overflow:hidden;padding:0px 3px 0px 3px;vertical-align:bottom;font-weight:bold;">Clear (A/H)</td> <td data-sheets-numberformat='{"1":2,"2":"0.00","3":1}' data-sheets-value='{"1":3,"3":2.9}' style="overflow:hidden;padding:0px 3px 0px 3px;vertical-align:bottom;text-align:center;">2.90</td> <td data-sheets-numberformat='{"1":2,"2":"0","3":1}' data-sheets-value='{"1":3,"3":79}' style="overflow:hidden;padding:0px 3px 0px 3px;vertical-align:bottom;text-align:center;">79</td> <td data-sheets-numberformat='{"1":2,"2":"0","3":1}' data-sheets-value='{"1":3,"3":72}' style="overflow:hidden;padding:0px 3px 0px 3px;vertical-align:bottom;text-align:center;">72</td> <td data-sheets-numberformat='{"1":2,"2":"0","3":1}' data-sheets-value='{"1":3,"3":20}' style="border-right:1px solid #000000;overflow:hidden;padding:0px 3px 0px 3px;vertical-align:bottom;text-align:center;">20</td> </tr> <tr style="height:20px;"> <td style="border-left:1px solid #000000;overflow:hidden;padding:0px 3px 0px 3px;vertical-align:bottom;font-weight:bold;"></td> <td data-sheets-value='{"1":2,"2":"Double-walled"}' style="overflow:hidden;padding:0px 3px 0px 3px;vertical-align:bottom;font-weight:bold;">Double-walled</td> <td data-sheets-value='{"1":2,"2":"Clear (A/A)"}' style="border-right:1px solid #000000;overflow:hidden;padding:0px 3px 0px 3px;vertical-align:bottom;font-weight:bold;">Clear (A/A)</td> <td data-sheets-numberformat='{"1":2,"2":"0.00","3":1}' data-sheets-value='{"1":3,"3":2.9}' style="overflow:hidden;padding:0px 3px 0px 3px;vertical-align:bottom;text-align:center;">2.90</td> <td data-sheets-numberformat='{"1":2,"2":"0","3":1}' data-sheets-value='{"1":3,"3":77}' style="overflow:hidden;padding:0px 3px 0px 3px;vertical-align:bottom;text-align:center;">77</td> <td data-sheets-numberformat='{"1":2,"2":"0","3":1}' data-sheets-value='{"1":3,"3":69}' style="overflow:hidden;padding:0px 3px 0px 3px;vertical-align:bottom;text-align:center;">69</td> <td data-sheets-numberformat='{"1":2,"2":"0","3":1}' data-sheets-value='{"1":3,"3":20}' style="border-right:1px solid #000000;overflow:hidden;padding:0px 3px 0px 3px;vertical-align:bottom;text-align:center;">20</td> </tr> <tr style="height:20px;"> <td style="border-left:1px solid #000000;overflow:hidden;padding:0px 3px 0px 3px;vertical-align:bottom;font-weight:bold;"></td> <td data-sheets-value='{"1":2,"2":"Double-walled"}' style="overflow:hidden;padding:0px 3px 0px 3px;vertical-align:bottom;font-weight:bold;">Double-walled</td> <td data-sheets-value='{"1":2,"2":"Opal (A/O)"}' style="border-right:1px solid #000000;overflow:hidden;padding:0px 3px 0px 3px;vertical-align:bottom;font-weight:bold;">Opal (A/O)</td> <td data-sheets-numberformat='{"1":2,"2":"0.00","3":1}' data-sheets-value='{"1":3,"3":2.9}' style="overflow:hidden;padding:0px 3px 0px 3px;vertical-align:bottom;text-align:center;">2.90</td> <td data-sheets-numberformat='{"1":2,"2":"0","3":1}' data-sheets-value='{"1":3,"3":73}' style="overflow:hidden;padding:0px 3px 0px 3px;vertical-align:bottom;text-align:center;">73</td> <td data-sheets-numberformat='{"1":2,"2":"0","3":1}' data-sheets-value='{"1":3,"3":63}' style="overflow:hidden;padding:0px 3px 0px 3px;vertical-align:bottom;text-align:center;">63</td> <td data-sheets-numberformat='{"1":2,"2":"0","3":1}' data-sheets-value='{"1":3,"3":20}' style="border-right:1px solid #000000;overflow:hidden;padding:0px 3px 0px 3px;vertical-align:bottom;text-align:center;">20</td> </tr> <tr style="height:20px;"> <td style="border-left:1px solid #000000;overflow:hidden;padding:0px 3px 0px 3px;vertical-align:bottom;font-weight:bold;"></td> <td data-sheets-value='{"1":2,"2":"Double-walled"}' style="overflow:hidden;padding:0px 3px 0px 3px;vertical-align:bottom;font-weight:bold;">Double-walled</td> <td data-sheets-value='{"1":2,"2":"Opal (A/D)"}' style="border-right:1px solid #000000;overflow:hidden;padding:0px 3px 0px 3px;vertical-align:bottom;font-weight:bold;">Opal (A/D)</td> <td data-sheets-numberformat='{"1":2,"2":"0.00","3":1}' data-sheets-value='{"1":3,"3":2.9}' style="overflow:hidden;padding:0px 3px 0px 3px;vertical-align:bottom;text-align:center;">2.90</td> <td data-sheets-numberformat='{"1":2,"2":"0","3":1}' data-sheets-value='{"1":3,"3":51}' style="overflow:hidden;padding:0px 3px 0px 3px;vertical-align:bottom;text-align:center;">51</td> <td data-sheets-numberformat='{"1":2,"2":"0","3":1}' data-sheets-value='{"1":3,"3":50}' style="overflow:hidden;padding:0px 3px 0px 3px;vertical-align:bottom;text-align:center;">50</td> <td data-sheets-numberformat='{"1":2,"2":"0","3":1}' data-sheets-value='{"1":3,"3":20}' style="border-right:1px solid #000000;overflow:hidden;padding:0px 3px 0px 3px;vertical-align:bottom;text-align:center;">20</td> </tr> <tr style="height:20px;"> <td style="border-left:1px solid #000000;overflow:hidden;padding:0px 3px 0px 3px;vertical-align:bottom;font-weight:bold;"></td> <td data-sheets-value='{"1":2,"2":"Triple-walled"}' style="overflow:hidden;padding:0px 3px 0px 3px;vertical-align:bottom;font-weight:bold;">Triple-walled</td> <td data-sheets-value='{"1":2,"2":"Clear (A/H/H)"}' style="border-right:1px solid #000000;overflow:hidden;padding:0px 3px 0px 3px;vertical-align:bottom;font-weight:bold;">Clear (A/H/H)</td> <td data-sheets-numberformat='{"1":2,"2":"0.00","3":1}' data-sheets-value='{"1":3,"3":1.7}' style="overflow:hidden;padding:0px 3px 0px 3px;vertical-align:bottom;text-align:center;">1.70</td> <td data-sheets-numberformat='{"1":2,"2":"0","3":1}' data-sheets-value='{"1":3,"3":71}' style="overflow:hidden;padding:0px 3px 0px 3px;vertical-align:bottom;text-align:center;">71</td> <td data-sheets-numberformat='{"1":2,"2":"0","3":1}' data-sheets-value='{"1":3,"3":63}' style="overflow:hidden;padding:0px 3px 0px 3px;vertical-align:bottom;text-align:center;">63</td> <td data-sheets-numberformat='{"1":2,"2":"0","3":1}' data-sheets-value='{"1":3,"3":22}' style="border-right:1px solid #000000;overflow:hidden;padding:0px 3px 0px 3px;vertical-align:bottom;text-align:center;">22</td> </tr> <tr style="height:20px;"> <td style="border-left:1px solid #000000;overflow:hidden;padding:0px 3px 0px 3px;vertical-align:bottom;font-weight:bold;"></td> <td data-sheets-value='{"1":2,"2":"Triple-walled"}' style="overflow:hidden;padding:0px 3px 0px 3px;vertical-align:bottom;font-weight:bold;">Triple-walled</td> <td data-sheets-value='{"1":2,"2":"Opal (A/O/O)"}' style="border-right:1px solid #000000;overflow:hidden;padding:0px 3px 0px 3px;vertical-align:bottom;font-weight:bold;">Opal (A/O/O)</td> <td data-sheets-numberformat='{"1":2,"2":"0.00","3":1}' data-sheets-value='{"1":3,"3":1.7}' style="overflow:hidden;padding:0px 3px 0px 3px;vertical-align:bottom;text-align:center;">1.70</td> <td data-sheets-numberformat='{"1":2,"2":"0","3":1}' data-sheets-value='{"1":3,"3":61}' style="overflow:hidden;padding:0px 3px 0px 3px;vertical-align:bottom;text-align:center;">61</td> <td data-sheets-numberformat='{"1":2,"2":"0","3":1}' data-sheets-value='{"1":3,"3":48}' style="overflow:hidden;padding:0px 3px 0px 3px;vertical-align:bottom;text-align:center;">48</td> <td data-sheets-numberformat='{"1":2,"2":"0","3":1}' data-sheets-value='{"1":3,"3":22}' style="border-right:1px solid #000000;overflow:hidden;padding:0px 3px 0px 3px;vertical-align:bottom;text-align:center;">22</td> </tr> <tr style="height:20px;"> <td style="border-left:1px solid #000000;overflow:hidden;padding:0px 3px 0px 3px;vertical-align:bottom;font-weight:bold;"></td> <td data-sheets-value='{"1":2,"2":"Four-walled"}' style="overflow:hidden;padding:0px 3px 0px 3px;vertical-align:bottom;font-weight:bold;">Four-walled</td> <td data-sheets-value='{"1":2,"2":"Clear (A/H/H/H)"}' style="border-right:1px solid #000000;overflow:hidden;padding:0px 3px 0px 3px;vertical-align:bottom;font-weight:bold;">Clear (A/H/H/H)</td> <td data-sheets-numberformat='{"1":2,"2":"0.00","3":1}' data-sheets-value='{"1":3,"3":1.28}' style="overflow:hidden;padding:0px 3px 0px 3px;vertical-align:bottom;text-align:center;">1.28</td> <td data-sheets-numberformat='{"1":2,"2":"0","3":1}' data-sheets-value='{"1":3,"3":64}' style="overflow:hidden;padding:0px 3px 0px 3px;vertical-align:bottom;text-align:center;">64</td> <td data-sheets-numberformat='{"1":2,"2":"0","3":1}' data-sheets-value='{"1":3,"3":52}' style="overflow:hidden;padding:0px 3px 0px 3px;vertical-align:bottom;text-align:center;">52</td> <td data-sheets-numberformat='{"1":2,"2":"0","3":1}' data-sheets-value='{"1":3,"3":23}' style="border-right:1px solid #000000;overflow:hidden;padding:0px 3px 0px 3px;vertical-align:bottom;text-align:center;">23</td> </tr> <tr style="height:20px;"> <td style="border-bottom:1px solid #000000;border-left:1px solid #000000;overflow:hidden;padding:0px 3px 0px 3px;vertical-align:bottom;"></td> <td data-sheets-value='{"1":2,"2":"Four-walled"}' style="border-bottom:1px solid #000000;overflow:hidden;padding:0px 3px 0px 3px;vertical-align:bottom;font-weight:bold;">Four-walled</td> <td data-sheets-value='{"1":2,"2":"Opal (A/H/O/H)"}' style="border-right:1px solid #000000;border-bottom:1px solid #000000;overflow:hidden;padding:0px 3px 0px 3px;vertical-align:bottom;font-weight:bold;">Opal (A/H/O/H)</td> <td data-sheets-numberformat='{"1":2,"2":"0.00","3":1}' data-sheets-value='{"1":3,"3":1.28}' style="border-bottom:1px solid #000000;overflow:hidden;padding:0px 3px 0px 3px;vertical-align:bottom;text-align:center;">1.28</td> <td data-sheets-numberformat='{"1":2,"2":"0","3":1}' data-sheets-value='{"1":3,"3":59}' style="border-bottom:1px solid #000000;overflow:hidden;padding:0px 3px 0px 3px;vertical-align:bottom;text-align:center;">59</td> <td data-sheets-numberformat='{"1":2,"2":"0","3":1}' data-sheets-value='{"1":3,"3":46}' style="border-bottom:1px solid #000000;overflow:hidden;padding:0px 3px 0px 3px;vertical-align:bottom;text-align:center;">46</td> <td data-sheets-numberformat='{"1":2,"2":"0","3":1}' data-sheets-value='{"1":3,"3":23}' style="border-right:1px solid #000000;border-bottom:1px solid #000000;overflow:hidden;padding:0px 3px 0px 3px;vertical-align:bottom;text-align:center;">23</td> </tr> <tr style="height:20px;"> <td data-sheets-value='{"1":2,"2":"Polycarbonate"}' style="border-left:1px solid #000000;overflow:hidden;padding:0px 3px 0px 3px;vertical-align:bottom;font-weight:bold;">Polycarbonate</td> <td data-sheets-value='{"1":2,"2":"Single-walled"}' style="overflow:hidden;padding:0px 3px 0px 3px;vertical-align:bottom;font-weight:bold;">Single-walled</td> <td data-sheets-value='{"1":2,"2":"Heatstop Opal (T)"}' style="border-right:1px solid #000000;overflow:hidden;padding:0px 3px 0px 3px;vertical-align:bottom;font-weight:bold;">Heatstop Opal (T)</td> <td data-sheets-numberformat='{"1":2,"2":"0.00","3":1}' data-sheets-value='{"1":3,"3":5.17}' style="overflow:hidden;padding:0px 3px 0px 3px;vertical-align:bottom;text-align:center;">5.17</td> <td data-sheets-numberformat='{"1":2,"2":"0","3":1}' data-sheets-value='{"1":3,"3":49}' style="overflow:hidden;padding:0px 3px 0px 3px;vertical-align:bottom;text-align:center;">49</td> <td data-sheets-numberformat='{"1":2,"2":"0","3":1}' data-sheets-value='{"1":3,"3":59}' style="overflow:hidden;padding:0px 3px 0px 3px;vertical-align:bottom;text-align:center;">59</td> <td data-sheets-numberformat='{"1":2,"2":"0","3":1}' data-sheets-value='{"1":2,"2":"-"}' style="border-right:1px solid #000000;overflow:hidden;padding:0px 3px 0px 3px;vertical-align:bottom;text-align:center;">-</td> </tr> <tr style="height:20px;"> <td data-sheets-value='{"1":2,"2":"Heatstop PC"}' style="border-left:1px solid #000000;overflow:hidden;padding:0px 3px 0px 3px;vertical-align:bottom;font-weight:bold;">Heatstop PC</td> <td data-sheets-value='{"1":2,"2":"Double-walled"}' style="overflow:hidden;padding:0px 3px 0px 3px;vertical-align:bottom;font-weight:bold;">Double-walled</td> <td data-sheets-value='{"1":2,"2":"Clear (T/H)"}' style="border-right:1px solid #000000;overflow:hidden;padding:0px 3px 0px 3px;vertical-align:bottom;font-weight:bold;">Clear (T/H)</td> <td data-sheets-numberformat='{"1":2,"2":"0.00","3":1}' data-sheets-value='{"1":3,"3":2.9}' style="overflow:hidden;padding:0px 3px 0px 3px;vertical-align:bottom;text-align:center;">2.90</td> <td data-sheets-numberformat='{"1":2,"2":"0","3":1}' data-sheets-value='{"1":3,"3":44}' style="overflow:hidden;padding:0px 3px 0px 3px;vertical-align:bottom;text-align:center;">44</td> <td data-sheets-numberformat='{"1":2,"2":"0","3":1}' data-sheets-value='{"1":3,"3":51}' style="overflow:hidden;padding:0px 3px 0px 3px;vertical-align:bottom;text-align:center;">51</td> <td data-sheets-numberformat='{"1":2,"2":"0","3":1}' data-sheets-value='{"1":3,"3":20}' style="border-right:1px solid #000000;overflow:hidden;padding:0px 3px 0px 3px;vertical-align:bottom;text-align:center;">20</td> </tr> <tr style="height:20px;"> <td style="border-left:1px solid #000000;overflow:hidden;padding:0px 3px 0px 3px;vertical-align:bottom;font-weight:bold;"></td> <td data-sheets-value='{"1":2,"2":"Double-walled"}' style="overflow:hidden;padding:0px 3px 0px 3px;vertical-align:bottom;font-weight:bold;">Double-walled</td> <td data-sheets-value='{"1":2,"2":"Opal (T/O)"}' style="border-right:1px solid #000000;overflow:hidden;padding:0px 3px 0px 3px;vertical-align:bottom;font-weight:bold;">Opal (T/O)</td> <td data-sheets-numberformat='{"1":2,"2":"0.00","3":1}' data-sheets-value='{"1":3,"3":2.9}' style="overflow:hidden;padding:0px 3px 0px 3px;vertical-align:bottom;text-align:center;">2.90</td> <td data-sheets-numberformat='{"1":2,"2":"0","3":1}' data-sheets-value='{"1":3,"3":41}' style="overflow:hidden;padding:0px 3px 0px 3px;vertical-align:bottom;text-align:center;">41</td> <td data-sheets-numberformat='{"1":2,"2":"0","3":1}' data-sheets-value='{"1":3,"3":45}' style="overflow:hidden;padding:0px 3px 0px 3px;vertical-align:bottom;text-align:center;">45</td> <td data-sheets-numberformat='{"1":2,"2":"0","3":1}' data-sheets-value='{"1":3,"3":20}' style="border-right:1px solid #000000;overflow:hidden;padding:0px 3px 0px 3px;vertical-align:bottom;text-align:center;">20</td> </tr> <tr style="height:20px;"> <td style="border-left:1px solid #000000;overflow:hidden;padding:0px 3px 0px 3px;vertical-align:bottom;font-weight:bold;"></td> <td data-sheets-value='{"1":2,"2":"Triple-walled"}' style="overflow:hidden; | skylux-160-ce-met-koepel-en-metaalopstand-met-lm-motor-en-windvang-1100-x-1400-mm | 8586006036813 | 46872291475789
Smoke and heat exhaust (SHEV) | SHE system | Skylux | Skylux 160° CE with skylight and metal curb with LM-actuator and spoiler 1100 x 1700 mm |  | 50984 | 5412970509844 | 4525.4 | Yes | 30-45 | 93.22 | 1100 x 1700 mm | 1700 | 1100 |  | metal curb M30 (30 cm high) | Rectangular | 5.17 W/m²K - 1.28 W/m²K | 87% - 32% | 90% - 32% | 20dB - 23dB | 160° CE (for industry) | skylight | with spoiler | E | Single actuator | Maximum four-walled skylight possible for this product | Ut-value LT-value g-value Rw-value EN 1873 : 2014 EN ISO 13468 EN 16153 EN 410 EN 410 EN ISO 140-3 Material Walls Shells (W/m²K) (%) (%) (dB) Acrylic Single-walled Clear (H) 5.17 90 87 - PMMA Single-walled Opal (O) 5.17 83 76 - Double-walled Clear (H/H) 2.90 81 75 20 Double-walled Opal (O/O) 2.90 69 58 20 Triple-walled Clear (H/H/H) 1.70 73 65 22 Triple-walled Opal (O/H/O) 1.70 62 51 22 Four-walled Clear (H/H/H/H) 1.28 64 54 23 Four-walled Opal (H/H/O/H) 1.28 59 48 23 Polycarbonate Single-walled Clear (A) 5.17 88 83 - PC Single-walled Opal (D) 5.17 58 60 - Double-walled Clear (A/H) 2.90 79 72 20 Double-walled Clear (A/A) 2.90 77 69 20 Double-walled Opal (A/O) 2.90 73 63 20 Double-walled Opal (A/D) 2.90 51 50 20 Triple-walled Clear (A/H/H) 1.70 71 63 22 Triple-walled Opal (A/O/O) 1.70 61 48 22 Four-walled Clear (A/H/H/H) 1.28 64 52 23 Four-walled Opal (A/H/O/H) 1.28 59 46 23 Polycarbonate Single-walled Heatstop Opal (T) 5.17 49 59 - Heatstop PC Double-walled Clear (T/H) 2.90 44 51 20 Double-walled Opal (T/O) 2.90 41 45 20 Triple-walled Clear (T/H/H) 1.70 40 <td data-sheets-numberformat='{"1":2,"2":"0","3":1}' data-sheets-value='{"1":3,"3":44}' style="overflow:hidden;paddin | https://skylux.eu/en/products/skylux-160-ce-met-koepel-en-metaalopstand-met-lm-motor-en-windvang-1100-x-1700-mm | https://skylux.eu/cdn/shop/files/Skylux-160deg-CE-met-koepel-en-metaalopstand-met-LM-motor-en-windvang-1100-x-1700-mm-RWA-systeem.jpg?v=1702977563&width=1600 | https://skylux.eu/cdn/shop/files/e5a82811-1bb0-48e4-a776-cacb59c7c092_c01378da-d963-4095-afbc-1163dc8a3459.jpg?v=1688550409&width=1600 | //skylux.eu/cdn/shop/files/E_MH_Mounting_instructions_Skylux_160_CE_LM.pdf?v=12406716259046007223 | //skylux.eu/cdn/shop/files/E_TD_Technical_File_Skylux_Skylux_160_CE_Electric.pdf?v=3667116872303399239 | <style type="text/css" id="isPasted"> <!--td { border: 1px solid #cccccc; } br { mso-data-placement: same-cell; } --> </style> <table border="1" cellpadding="0" cellspacing="0" dir="ltr" style="table-layout:fixed;font-size:10pt;font-family:Arial;border-collapse:collapse;border:none;"><tbody> <tr style="height:20px;"> <td style="overflow:hidden;padding:0px 3px 0px 3px;vertical-align:bottom;"></td> <td style="overflow:hidden;padding:0px 3px 0px 3px;vertical-align:bottom;"></td> <td style="overflow:hidden;padding:0px 3px 0px 3px;vertical-align:bottom;"></td> <td data-sheets-value='{"1":2,"2":"Ut-value"}' style="overflow:hidden;padding:0px 3px 0px 3px;vertical-align:bottom;font-weight:bold;text-align:center;">Ut-value</td> <td data-sheets-value='{"1":2,"2":"LT-value"}' style="overflow:hidden;padding:0px 3px 0px 3px;vertical-align:bottom;font-weight:bold;text-align:center;">LT-value</td> <td data-sheets-value='{"1":2,"2":"g-value"}' style="overflow:hidden;padding:0px 3px 0px 3px;vertical-align:bottom;font-weight:bold;text-align:center;">g-value</td> <td data-sheets-value='{"1":2,"2":"Rw-value "}' style="overflow:hidden;padding:0px 3px 0px 3px;vertical-align:bottom;font-weight:bold;text-align:center;">Rw-value </td> </tr> <tr style="height:20px;"> <td style="overflow:hidden;padding:0px 3px 0px 3px;vertical-align:bottom;"></td> <td style="overflow:hidden;padding:0px 3px 0px 3px;vertical-align:bottom;"></td> <td style="overflow:hidden;padding:0px 3px 0px 3px;vertical-align:bottom;"></td> <td data-sheets-numberformat='{"1":2,"2":"0.00","3":1}' data-sheets-value='{"1":2,"2":"EN 1873 : 2014"}' style="overflow:hidden;padding:0px 3px 0px 3px;vertical-align:bottom;text-align:center;">EN 1873 : 2014</td> <td data-sheets-numberformat='{"1":2,"2":"0","3":1}' data-sheets-value='{"1":2,"2":"EN ISO 13468 EN 16153 EN 410"}' style="overflow:hidden;padding:0px 3px 0px 3px;vertical-align:bottom;text-align:center;">EN ISO 13468 EN 16153 EN 410</td> <td data-sheets-numberformat='{"1":2,"2":"0","3":1}' data-sheets-value='{"1":2,"2":"EN 410"}' style="overflow:hidden;padding:0px 3px 0px 3px;vertical-align:bottom;text-align:center;">EN 410</td> <td data-sheets-value='{"1":2,"2":"EN ISO 140-3\t\t"}' style="overflow:hidden;padding:0px 3px 0px 3px;vertical-align:bottom;text-align:center;">EN ISO 140-3 </td> </tr> <tr style="height:20px;"> <td data-sheets-value='{"1":2,"2":"Material"}' style="border-bottom:1px solid #000000;overflow:hidden;padding:0px 3px 0px 3px;vertical-align:bottom;background-color:#000000;font-weight:bold;color:#ffffff;">Material</td> <td data-sheets-value='{"1":2,"2":"Walls"}' style="border-bottom:1px solid #000000;overflow:hidden;padding:0px 3px 0px 3px;vertical-align:bottom;background-color:#000000;font-weight:bold;color:#ffffff;">Walls</td> <td data-sheets-value='{"1":2,"2":"Shells"}' style="border-bottom:1px solid #000000;overflow:hidden;padding:0px 3px 0px 3px;vertical-align:bottom;background-color:#000000;font-weight:bold;color:#ffffff;">Shells</td> <td data-sheets-numberformat='{"1":2,"2":"0.00","3":1}' data-sheets-value='{"1":2,"2":"(W/m²K)\t"}' style="border-bottom:1px solid #000000;overflow:hidden;padding:0px 3px 0px 3px;vertical-align:bottom;background-color:#000000;font-weight:bold;color:#ffffff;text-align:center;">(W/m²K) </td> <td data-sheets-numberformat='{"1":2,"2":"0","3":1}' data-sheets-value='{"1":2,"2":"(%)"}' style="border-bottom:1px solid #000000;overflow:hidden;padding:0px 3px 0px 3px;vertical-align:bottom;background-color:#000000;font-weight:bold;color:#ffffff;text-align:center;">(%)</td> <td data-sheets-numberformat='{"1":2,"2":"0","3":1}' data-sheets-value='{"1":2,"2":"(%)"}' style="border-bottom:1px solid #000000;overflow:hidden;padding:0px 3px 0px 3px;vertical-align:bottom;background-color:#000000;font-weight:bold;color:#ffffff;text-align:center;">(%)</td> <td data-sheets-value='{"1":2,"2":"(dB)"}' style="border-bottom:1px solid #000000;overflow:hidden;padding:0px 3px 0px 3px;vertical-align:bottom;background-color:#000000;font-weight:bold;color:#ffffff;text-align:center;">(dB)</td> </tr> <tr style="height:20px;"> <td data-sheets-value='{"1":2,"2":"Acrylic"}' style="border-left:1px solid #000000;overflow:hidden;padding:0px 3px 0px 3px;vertical-align:bottom;font-weight:bold;">Acrylic</td> <td data-sheets-value='{"1":2,"2":"Single-walled"}' style="overflow:hidden;padding:0px 3px 0px 3px;vertical-align:bottom;font-weight:bold;">Single-walled</td> <td data-sheets-value='{"1":2,"2":"Clear (H)"}' style="border-right:1px solid #000000;overflow:hidden;padding:0px 3px 0px 3px;vertical-align:bottom;font-weight:bold;">Clear (H)</td> <td data-sheets-numberformat='{"1":2,"2":"0.00","3":1}' data-sheets-value='{"1":3,"3":5.17}' style="overflow:hidden;padding:0px 3px 0px 3px;vertical-align:bottom;text-align:center;">5.17</td> <td data-sheets-numberformat='{"1":2,"2":"0","3":1}' data-sheets-value='{"1":3,"3":90}' style="overflow:hidden;padding:0px 3px 0px 3px;vertical-align:bottom;text-align:center;">90</td> <td data-sheets-numberformat='{"1":2,"2":"0","3":1}' data-sheets-value='{"1":3,"3":87}' style="overflow:hidden;padding:0px 3px 0px 3px;vertical-align:bottom;text-align:center;">87</td> <td data-sheets-numberformat='{"1":2,"2":"0","3":1}' data-sheets-value='{"1":2,"2":"-"}' style="border-right:1px solid #000000;overflow:hidden;padding:0px 3px 0px 3px;vertical-align:bottom;text-align:center;">-</td> </tr> <tr style="height:20px;"> <td data-sheets-value='{"1":2,"2":"PMMA"}' style="border-left:1px solid #000000;overflow:hidden;padding:0px 3px 0px 3px;vertical-align:bottom;font-weight:bold;">PMMA</td> <td data-sheets-value='{"1":2,"2":"Single-walled"}' style="overflow:hidden;padding:0px 3px 0px 3px;vertical-align:bottom;font-weight:bold;">Single-walled</td> <td data-sheets-value='{"1":2,"2":"Opal (O)"}' style="border-right:1px solid #000000;overflow:hidden;padding:0px 3px 0px 3px;vertical-align:bottom;font-weight:bold;">Opal (O)</td> <td data-sheets-numberformat='{"1":2,"2":"0.00","3":1}' data-sheets-value='{"1":3,"3":5.17}' style="overflow:hidden;padding:0px 3px 0px 3px;vertical-align:bottom;text-align:center;">5.17</td> <td data-sheets-numberformat='{"1":2,"2":"0","3":1}' data-sheets-value='{"1":3,"3":83}' style="overflow:hidden;padding:0px 3px 0px 3px;vertical-align:bottom;text-align:center;">83</td> <td data-sheets-numberformat='{"1":2,"2":"0","3":1}' data-sheets-value='{"1":3,"3":76}' style="overflow:hidden;padding:0px 3px 0px 3px;vertical-align:bottom;text-align:center;">76</td> <td data-sheets-numberformat='{"1":2,"2":"0","3":1}' data-sheets-value='{"1":2,"2":"-"}' style="border-right:1px solid #000000;overflow:hidden;padding:0px 3px 0px 3px;vertical-align:bottom;text-align:center;">-</td> </tr> <tr style="height:20px;"> <td style="border-left:1px solid #000000;overflow:hidden;padding:0px 3px 0px 3px;vertical-align:bottom;font-weight:bold;"></td> <td data-sheets-value='{"1":2,"2":"Double-walled"}' style="overflow:hidden;padding:0px 3px 0px 3px;vertical-align:bottom;font-weight:bold;">Double-walled</td> <td data-sheets-value='{"1":2,"2":"Clear (H/H)"}' style="border-right:1px solid #000000;overflow:hidden;padding:0px 3px 0px 3px;vertical-align:bottom;font-weight:bold;">Clear (H/H)</td> <td data-sheets-numberformat='{"1":2,"2":"0.00","3":1}' data-sheets-value='{"1":3,"3":2.9}' style="overflow:hidden;padding:0px 3px 0px 3px;vertical-align:bottom;text-align:center;">2.90</td> <td data-sheets-numberformat='{"1":2,"2":"0","3":1}' data-sheets-value='{"1":3,"3":81}' style="overflow:hidden;padding:0px 3px 0px 3px;vertical-align:bottom;text-align:center;">81</td> <td data-sheets-numberformat='{"1":2,"2":"0","3":1}' data-sheets-value='{"1":3,"3":75}' style="overflow:hidden;padding:0px 3px 0px 3px;vertical-align:bottom;text-align:center;">75</td> <td data-sheets-numberformat='{"1":2,"2":"0","3":1}' data-sheets-value='{"1":3,"3":20}' style="border-right:1px solid #000000;overflow:hidden;padding:0px 3px 0px 3px;vertical-align:bottom;text-align:center;">20</td> </tr> <tr style="height:20px;"> <td style="border-left:1px solid #000000;overflow:hidden;padding:0px 3px 0px 3px;vertical-align:bottom;font-weight:bold;"></td> <td data-sheets-value='{"1":2,"2":"Double-walled"}' style="overflow:hidden;padding:0px 3px 0px 3px;vertical-align:bottom;font-weight:bold;">Double-walled</td> <td data-sheets-value='{"1":2,"2":"Opal (O/O)"}' style="border-right:1px solid #000000;overflow:hidden;padding:0px 3px 0px 3px;vertical-align:bottom;font-weight:bold;">Opal (O/O)</td> <td data-sheets-numberformat='{"1":2,"2":"0.00","3":1}' data-sheets-value='{"1":3,"3":2.9}' style="overflow:hidden;padding:0px 3px 0px 3px;vertical-align:bottom;text-align:center;">2.90</td> <td data-sheets-numberformat='{"1":2,"2":"0","3":1}' data-sheets-value='{"1":3,"3":69}' style="overflow:hidden;padding:0px 3px 0px 3px;vertical-align:bottom;text-align:center;">69</td> <td data-sheets-numberformat='{"1":2,"2":"0","3":1}' data-sheets-value='{"1":3,"3":58}' style="overflow:hidden;padding:0px 3px 0px 3px;vertical-align:bottom;text-align:center;">58</td> <td data-sheets-numberformat='{"1":2,"2":"0","3":1}' data-sheets-value='{"1":3,"3":20}' style="border-right:1px solid #000000;overflow:hidden;padding:0px 3px 0px 3px;vertical-align:bottom;text-align:center;">20</td> </tr> <tr style="height:20px;"> <td style="border-left:1px solid #000000;overflow:hidden;padding:0px 3px 0px 3px;vertical-align:bottom;font-weight:bold;"></td> <td data-sheets-value='{"1":2,"2":"Triple-walled"}' style="overflow:hidden;padding:0px 3px 0px 3px;vertical-align:bottom;font-weight:bold;">Triple-walled</td> <td data-sheets-value='{"1":2,"2":"Clear (H/H/H)"}' style="border-right:1px solid #000000;overflow:hidden;padding:0px 3px 0px 3px;vertical-align:bottom;font-weight:bold;">Clear (H/H/H)</td> <td data-sheets-numberformat='{"1":2,"2":"0.00","3":1}' data-sheets-value='{"1":3,"3":1.7}' style="overflow:hidden;padding:0px 3px 0px 3px;vertical-align:bottom;text-align:center;">1.70</td> <td data-sheets-numberformat='{"1":2,"2":"0","3":1}' data-sheets-value='{"1":3,"3":73}' style="overflow:hidden;padding:0px 3px 0px 3px;vertical-align:bottom;text-align:center;">73</td> <td data-sheets-numberformat='{"1":2,"2":"0","3":1}' data-sheets-value='{"1":3,"3":65}' style="overflow:hidden;padding:0px 3px 0px 3px;vertical-align:bottom;text-align:center;">65</td> <td data-sheets-numberformat='{"1":2,"2":"0","3":1}' data-sheets-value='{"1":3,"3":22}' style="border-right:1px solid #000000;overflow:hidden;padding:0px 3px 0px 3px;vertical-align:bottom;text-align:center;">22</td> </tr> <tr style="height:20px;"> <td style="border-left:1px solid #000000;overflow:hidden;padding:0px 3px 0px 3px;vertical-align:bottom;font-weight:bold;"></td> <td data-sheets-value='{"1":2,"2":"Triple-walled"}' style="overflow:hidden;padding:0px 3px 0px 3px;vertical-align:bottom;font-weight:bold;">Triple-walled</td> <td data-sheets-value='{"1":2,"2":"Opal (O/H/O)"}' style="border-right:1px solid #000000;overflow:hidden;padding:0px 3px 0px 3px;vertical-align:bottom;font-weight:bold;">Opal (O/H/O)</td> <td data-sheets-numberformat='{"1":2,"2":"0.00","3":1}' data-sheets-value='{"1":3,"3":1.7}' style="overflow:hidden;padding:0px 3px 0px 3px;vertical-align:bottom;text-align:center;">1.70</td> <td data-sheets-numberformat='{"1":2,"2":"0","3":1}' data-sheets-value='{"1":3,"3":62}' style="overflow:hidden;padding:0px 3px 0px 3px;vertical-align:bottom;text-align:center;">62</td> <td data-sheets-numberformat='{"1":2,"2":"0","3":1}' data-sheets-value='{"1":3,"3":51}' style="overflow:hidden;padding:0px 3px 0px 3px;vertical-align:bottom;text-align:center;">51</td> <td data-sheets-numberformat='{"1":2,"2":"0","3":1}' data-sheets-value='{"1":3,"3":22}' style="border-right:1px solid #000000;overflow:hidden;padding:0px 3px 0px 3px;vertical-align:bottom;text-align:center;">22</td> </tr> <tr style="height:20px;"> <td style="border-left:1px solid #000000;overflow:hidden;padding:0px 3px 0px 3px;vertical-align:bottom;font-weight:bold;"></td> <td data-sheets-value='{"1":2,"2":"Four-walled"}' style="overflow:hidden;padding:0px 3px 0px 3px;vertical-align:bottom;font-weight:bold;">Four-walled</td> <td data-sheets-value='{"1":2,"2":"Clear (H/H/H/H)"}' style="border-right:1px solid #000000;overflow:hidden;padding:0px 3px 0px 3px;vertical-align:bottom;font-weight:bold;">Clear (H/H/H/H)</td> <td data-sheets-numberformat='{"1":2,"2":"0.00","3":1}' data-sheets-value='{"1":3,"3":1.28}' style="overflow:hidden;padding:0px 3px 0px 3px;vertical-align:bottom;text-align:center;">1.28</td> <td data-sheets-numberformat='{"1":2,"2":"0","3":1}' data-sheets-value='{"1":3,"3":64}' style="overflow:hidden;padding:0px 3px 0px 3px;vertical-align:bottom;text-align:center;">64</td> <td data-sheets-numberformat='{"1":2,"2":"0","3":1}' data-sheets-value='{"1":3,"3":54}' style="overflow:hidden;padding:0px 3px 0px 3px;vertical-align:bottom;text-align:center;">54</td> <td data-sheets-numberformat='{"1":2,"2":"0","3":1}' data-sheets-value='{"1":3,"3":23}' style="border-right:1px solid #000000;overflow:hidden;padding:0px 3px 0px 3px;vertical-align:bottom;text-align:center;">23</td> </tr> <tr style="height:20px;"> <td style="border-bottom:1px solid #000000;border-left:1px solid #000000;overflow:hidden;padding:0px 3px 0px 3px;vertical-align:bottom;"></td> <td data-sheets-value='{"1":2,"2":"Four-walled"}' style="border-bottom:1px solid #000000;overflow:hidden;padding:0px 3px 0px 3px;vertical-align:bottom;font-weight:bold;">Four-walled</td> <td data-sheets-value='{"1":2,"2":"Opal (H/H/O/H)"}' style="border-right:1px solid #000000;border-bottom:1px solid #000000;overflow:hidden;padding:0px 3px 0px 3px;vertical-align:bottom;font-weight:bold;">Opal (H/H/O/H)</td> <td data-sheets-numberformat='{"1":2,"2":"0.00","3":1}' data-sheets-value='{"1":3,"3":1.28}' style="border-bottom:1px solid #000000;overflow:hidden;padding:0px 3px 0px 3px;vertical-align:bottom;text-align:center;">1.28</td> <td data-sheets-numberformat='{"1":2,"2":"0","3":1}' data-sheets-value='{"1":3,"3":59}' style="border-bottom:1px solid #000000;overflow:hidden;padding:0px 3px 0px 3px;vertical-align:bottom;text-align:center;">59</td> <td data-sheets-numberformat='{"1":2,"2":"0","3":1}' data-sheets-value='{"1":3,"3":48}' style="border-bottom:1px solid #000000;overflow:hidden;padding:0px 3px 0px 3px;vertical-align:bottom;text-align:center;">48</td> <td data-sheets-numberformat='{"1":2,"2":"0","3":1}' data-sheets-value='{"1":3,"3":23}' style="border-right:1px solid #000000;border-bottom:1px solid #000000;overflow:hidden;padding:0px 3px 0px 3px;vertical-align:bottom;text-align:center;">23</td> </tr> <tr style="height:20px;"> <td data-sheets-value='{"1":2,"2":"Polycarbonate "}' style="border-left:1px solid #000000;overflow:hidden;padding:0px 3px 0px 3px;vertical-align:bottom;font-weight:bold;">Polycarbonate </td> <td data-sheets-value='{"1":2,"2":"Single-walled"}' style="overflow:hidden;padding:0px 3px 0px 3px;vertical-align:bottom;font-weight:bold;">Single-walled</td> <td data-sheets-value='{"1":2,"2":"Clear (A)"}' style="border-right:1px solid #000000;overflow:hidden;padding:0px 3px 0px 3px;vertical-align:bottom;font-weight:bold;">Clear (A)</td> <td data-sheets-numberformat='{"1":2,"2":"0.00","3":1}' data-sheets-value='{"1":3,"3":5.17}' style="overflow:hidden;padding:0px 3px 0px 3px;vertical-align:bottom;text-align:center;">5.17</td> <td data-sheets-numberformat='{"1":2,"2":"0","3":1}' data-sheets-value='{"1":3,"3":88}' style="overflow:hidden;padding:0px 3px 0px 3px;vertical-align:bottom;text-align:center;">88</td> <td data-sheets-numberformat='{"1":2,"2":"0","3":1}' data-sheets-value='{"1":3,"3":83}' style="overflow:hidden;padding:0px 3px 0px 3px;vertical-align:bottom;text-align:center;">83</td> <td data-sheets-numberformat='{"1":2,"2":"0","3":1}' data-sheets-value='{"1":2,"2":"-"}' style="border-right:1px solid #000000;overflow:hidden;padding:0px 3px 0px 3px;vertical-align:bottom;text-align:center;">-</td> </tr> <tr style="height:20px;"> <td data-sheets-value='{"1":2,"2":"PC"}' style="border-left:1px solid #000000;overflow:hidden;padding:0px 3px 0px 3px;vertical-align:bottom;font-weight:bold;">PC</td> <td data-sheets-value='{"1":2,"2":"Single-walled"}' style="overflow:hidden;padding:0px 3px 0px 3px;vertical-align:bottom;font-weight:bold;">Single-walled</td> <td data-sheets-value='{"1":2,"2":"Opal (D)"}' style="border-right:1px solid #000000;overflow:hidden;padding:0px 3px 0px 3px;vertical-align:bottom;font-weight:bold;">Opal (D)</td> <td data-sheets-numberformat='{"1":2,"2":"0.00","3":1}' data-sheets-value='{"1":3,"3":5.17}' style="overflow:hidden;padding:0px 3px 0px 3px;vertical-align:bottom;text-align:center;">5.17</td> <td data-sheets-numberformat='{"1":2,"2":"0","3":1}' data-sheets-value='{"1":3,"3":58}' style="overflow:hidden;padding:0px 3px 0px 3px;vertical-align:bottom;text-align:center;">58</td> <td data-sheets-numberformat='{"1":2,"2":"0","3":1}' data-sheets-value='{"1":3,"3":60}' style="overflow:hidden;padding:0px 3px 0px 3px;vertical-align:bottom;text-align:center;">60</td> <td data-sheets-numberformat='{"1":2,"2":"0","3":1}' data-sheets-value='{"1":2,"2":"-"}' style="border-right:1px solid #000000;overflow:hidden;padding:0px 3px 0px 3px;vertical-align:bottom;text-align:center;">-</td> </tr> <tr style="height:20px;"> <td style="border-left:1px solid #000000;overflow:hidden;padding:0px 3px 0px 3px;vertical-align:bottom;font-weight:bold;"></td> <td data-sheets-value='{"1":2,"2":"Double-walled"}' style="overflow:hidden;padding:0px 3px 0px 3px;vertical-align:bottom;font-weight:bold;">Double-walled</td> <td data-sheets-value='{"1":2,"2":"Clear (A/H)"}' style="border-right:1px solid #000000;overflow:hidden;padding:0px 3px 0px 3px;vertical-align:bottom;font-weight:bold;">Clear (A/H)</td> <td data-sheets-numberformat='{"1":2,"2":"0.00","3":1}' data-sheets-value='{"1":3,"3":2.9}' style="overflow:hidden;padding:0px 3px 0px 3px;vertical-align:bottom;text-align:center;">2.90</td> <td data-sheets-numberformat='{"1":2,"2":"0","3":1}' data-sheets-value='{"1":3,"3":79}' style="overflow:hidden;padding:0px 3px 0px 3px;vertical-align:bottom;text-align:center;">79</td> <td data-sheets-numberformat='{"1":2,"2":"0","3":1}' data-sheets-value='{"1":3,"3":72}' style="overflow:hidden;padding:0px 3px 0px 3px;vertical-align:bottom;text-align:center;">72</td> <td data-sheets-numberformat='{"1":2,"2":"0","3":1}' data-sheets-value='{"1":3,"3":20}' style="border-right:1px solid #000000;overflow:hidden;padding:0px 3px 0px 3px;vertical-align:bottom;text-align:center;">20</td> </tr> <tr style="height:20px;"> <td style="border-left:1px solid #000000;overflow:hidden;padding:0px 3px 0px 3px;vertical-align:bottom;font-weight:bold;"></td> <td data-sheets-value='{"1":2,"2":"Double-walled"}' style="overflow:hidden;padding:0px 3px 0px 3px;vertical-align:bottom;font-weight:bold;">Double-walled</td> <td data-sheets-value='{"1":2,"2":"Clear (A/A)"}' style="border-right:1px solid #000000;overflow:hidden;padding:0px 3px 0px 3px;vertical-align:bottom;font-weight:bold;">Clear (A/A)</td> <td data-sheets-numberformat='{"1":2,"2":"0.00","3":1}' data-sheets-value='{"1":3,"3":2.9}' style="overflow:hidden;padding:0px 3px 0px 3px;vertical-align:bottom;text-align:center;">2.90</td> <td data-sheets-numberformat='{"1":2,"2":"0","3":1}' data-sheets-value='{"1":3,"3":77}' style="overflow:hidden;padding:0px 3px 0px 3px;vertical-align:bottom;text-align:center;">77</td> <td data-sheets-numberformat='{"1":2,"2":"0","3":1}' data-sheets-value='{"1":3,"3":69}' style="overflow:hidden;padding:0px 3px 0px 3px;vertical-align:bottom;text-align:center;">69</td> <td data-sheets-numberformat='{"1":2,"2":"0","3":1}' data-sheets-value='{"1":3,"3":20}' style="border-right:1px solid #000000;overflow:hidden;padding:0px 3px 0px 3px;vertical-align:bottom;text-align:center;">20</td> </tr> <tr style="height:20px;"> <td style="border-left:1px solid #000000;overflow:hidden;padding:0px 3px 0px 3px;vertical-align:bottom;font-weight:bold;"></td> <td data-sheets-value='{"1":2,"2":"Double-walled"}' style="overflow:hidden;padding:0px 3px 0px 3px;vertical-align:bottom;font-weight:bold;">Double-walled</td> <td data-sheets-value='{"1":2,"2":"Opal (A/O)"}' style="border-right:1px solid #000000;overflow:hidden;padding:0px 3px 0px 3px;vertical-align:bottom;font-weight:bold;">Opal (A/O)</td> <td data-sheets-numberformat='{"1":2,"2":"0.00","3":1}' data-sheets-value='{"1":3,"3":2.9}' style="overflow:hidden;padding:0px 3px 0px 3px;vertical-align:bottom;text-align:center;">2.90</td> <td data-sheets-numberformat='{"1":2,"2":"0","3":1}' data-sheets-value='{"1":3,"3":73}' style="overflow:hidden;padding:0px 3px 0px 3px;vertical-align:bottom;text-align:center;">73</td> <td data-sheets-numberformat='{"1":2,"2":"0","3":1}' data-sheets-value='{"1":3,"3":63}' style="overflow:hidden;padding:0px 3px 0px 3px;vertical-align:bottom;text-align:center;">63</td> <td data-sheets-numberformat='{"1":2,"2":"0","3":1}' data-sheets-value='{"1":3,"3":20}' style="border-right:1px solid #000000;overflow:hidden;padding:0px 3px 0px 3px;vertical-align:bottom;text-align:center;">20</td> </tr> <tr style="height:20px;"> <td style="border-left:1px solid #000000;overflow:hidden;padding:0px 3px 0px 3px;vertical-align:bottom;font-weight:bold;"></td> <td data-sheets-value='{"1":2,"2":"Double-walled"}' style="overflow:hidden;padding:0px 3px 0px 3px;vertical-align:bottom;font-weight:bold;">Double-walled</td> <td data-sheets-value='{"1":2,"2":"Opal (A/D)"}' style="border-right:1px solid #000000;overflow:hidden;padding:0px 3px 0px 3px;vertical-align:bottom;font-weight:bold;">Opal (A/D)</td> <td data-sheets-numberformat='{"1":2,"2":"0.00","3":1}' data-sheets-value='{"1":3,"3":2.9}' style="overflow:hidden;padding:0px 3px 0px 3px;vertical-align:bottom;text-align:center;">2.90</td> <td data-sheets-numberformat='{"1":2,"2":"0","3":1}' data-sheets-value='{"1":3,"3":51}' style="overflow:hidden;padding:0px 3px 0px 3px;vertical-align:bottom;text-align:center;">51</td> <td data-sheets-numberformat='{"1":2,"2":"0","3":1}' data-sheets-value='{"1":3,"3":50}' style="overflow:hidden;padding:0px 3px 0px 3px;vertical-align:bottom;text-align:center;">50</td> <td data-sheets-numberformat='{"1":2,"2":"0","3":1}' data-sheets-value='{"1":3,"3":20}' style="border-right:1px solid #000000;overflow:hidden;padding:0px 3px 0px 3px;vertical-align:bottom;text-align:center;">20</td> </tr> <tr style="height:20px;"> <td style="border-left:1px solid #000000;overflow:hidden;padding:0px 3px 0px 3px;vertical-align:bottom;font-weight:bold;"></td> <td data-sheets-value='{"1":2,"2":"Triple-walled"}' style="overflow:hidden;padding:0px 3px 0px 3px;vertical-align:bottom;font-weight:bold;">Triple-walled</td> <td data-sheets-value='{"1":2,"2":"Clear (A/H/H)"}' style="border-right:1px solid #000000;overflow:hidden;padding:0px 3px 0px 3px;vertical-align:bottom;font-weight:bold;">Clear (A/H/H)</td> <td data-sheets-numberformat='{"1":2,"2":"0.00","3":1}' data-sheets-value='{"1":3,"3":1.7}' style="overflow:hidden;padding:0px 3px 0px 3px;vertical-align:bottom;text-align:center;">1.70</td> <td data-sheets-numberformat='{"1":2,"2":"0","3":1}' data-sheets-value='{"1":3,"3":71}' style="overflow:hidden;padding:0px 3px 0px 3px;vertical-align:bottom;text-align:center;">71</td> <td data-sheets-numberformat='{"1":2,"2":"0","3":1}' data-sheets-value='{"1":3,"3":63}' style="overflow:hidden;padding:0px 3px 0px 3px;vertical-align:bottom;text-align:center;">63</td> <td data-sheets-numberformat='{"1":2,"2":"0","3":1}' data-sheets-value='{"1":3,"3":22}' style="border-right:1px solid #000000;overflow:hidden;padding:0px 3px 0px 3px;vertical-align:bottom;text-align:center;">22</td> </tr> <tr style="height:20px;"> <td style="border-left:1px solid #000000;overflow:hidden;padding:0px 3px 0px 3px;vertical-align:bottom;font-weight:bold;"></td> <td data-sheets-value='{"1":2,"2":"Triple-walled"}' style="overflow:hidden;padding:0px 3px 0px 3px;vertical-align:bottom;font-weight:bold;">Triple-walled</td> <td data-sheets-value='{"1":2,"2":"Opal (A/O/O)"}' style="border-right:1px solid #000000;overflow:hidden;padding:0px 3px 0px 3px;vertical-align:bottom;font-weight:bold;">Opal (A/O/O)</td> <td data-sheets-numberformat='{"1":2,"2":"0.00","3":1}' data-sheets-value='{"1":3,"3":1.7}' style="overflow:hidden;padding:0px 3px 0px 3px;vertical-align:bottom;text-align:center;">1.70</td> <td data-sheets-numberformat='{"1":2,"2":"0","3":1}' data-sheets-value='{"1":3,"3":61}' style="overflow:hidden;padding:0px 3px 0px 3px;vertical-align:bottom;text-align:center;">61</td> <td data-sheets-numberformat='{"1":2,"2":"0","3":1}' data-sheets-value='{"1":3,"3":48}' style="overflow:hidden;padding:0px 3px 0px 3px;vertical-align:bottom;text-align:center;">48</td> <td data-sheets-numberformat='{"1":2,"2":"0","3":1}' data-sheets-value='{"1":3,"3":22}' style="border-right:1px solid #000000;overflow:hidden;padding:0px 3px 0px 3px;vertical-align:bottom;text-align:center;">22</td> </tr> <tr style="height:20px;"> <td style="border-left:1px solid #000000;overflow:hidden;padding:0px 3px 0px 3px;vertical-align:bottom;font-weight:bold;"></td> <td data-sheets-value='{"1":2,"2":"Four-walled"}' style="overflow:hidden;padding:0px 3px 0px 3px;vertical-align:bottom;font-weight:bold;">Four-walled</td> <td data-sheets-value='{"1":2,"2":"Clear (A/H/H/H)"}' style="border-right:1px solid #000000;overflow:hidden;padding:0px 3px 0px 3px;vertical-align:bottom;font-weight:bold;">Clear (A/H/H/H)</td> <td data-sheets-numberformat='{"1":2,"2":"0.00","3":1}' data-sheets-value='{"1":3,"3":1.28}' style="overflow:hidden;padding:0px 3px 0px 3px;vertical-align:bottom;text-align:center;">1.28</td> <td data-sheets-numberformat='{"1":2,"2":"0","3":1}' data-sheets-value='{"1":3,"3":64}' style="overflow:hidden;padding:0px 3px 0px 3px;vertical-align:bottom;text-align:center;">64</td> <td data-sheets-numberformat='{"1":2,"2":"0","3":1}' data-sheets-value='{"1":3,"3":52}' style="overflow:hidden;padding:0px 3px 0px 3px;vertical-align:bottom;text-align:center;">52</td> <td data-sheets-numberformat='{"1":2,"2":"0","3":1}' data-sheets-value='{"1":3,"3":23}' style="border-right:1px solid #000000;overflow:hidden;padding:0px 3px 0px 3px;vertical-align:bottom;text-align:center;">23</td> </tr> <tr style="height:20px;"> <td style="border-bottom:1px solid #000000;border-left:1px solid #000000;overflow:hidden;padding:0px 3px 0px 3px;vertical-align:bottom;"></td> <td data-sheets-value='{"1":2,"2":"Four-walled"}' style="border-bottom:1px solid #000000;overflow:hidden;padding:0px 3px 0px 3px;vertical-align:bottom;font-weight:bold;">Four-walled</td> <td data-sheets-value='{"1":2,"2":"Opal (A/H/O/H)"}' style="border-right:1px solid #000000;border-bottom:1px solid #000000;overflow:hidden;padding:0px 3px 0px 3px;vertical-align:bottom;font-weight:bold;">Opal (A/H/O/H)</td> <td data-sheets-numberformat='{"1":2,"2":"0.00","3":1}' data-sheets-value='{"1":3,"3":1.28}' style="border-bottom:1px solid #000000;overflow:hidden;padding:0px 3px 0px 3px;vertical-align:bottom;text-align:center;">1.28</td> <td data-sheets-numberformat='{"1":2,"2":"0","3":1}' data-sheets-value='{"1":3,"3":59}' style="border-bottom:1px solid #000000;overflow:hidden;padding:0px 3px 0px 3px;vertical-align:bottom;text-align:center;">59</td> <td data-sheets-numberformat='{"1":2,"2":"0","3":1}' data-sheets-value='{"1":3,"3":46}' style="border-bottom:1px solid #000000;overflow:hidden;padding:0px 3px 0px 3px;vertical-align:bottom;text-align:center;">46</td> <td data-sheets-numberformat='{"1":2,"2":"0","3":1}' data-sheets-value='{"1":3,"3":23}' style="border-right:1px solid #000000;border-bottom:1px solid #000000;overflow:hidden;padding:0px 3px 0px 3px;vertical-align:bottom;text-align:center;">23</td> </tr> <tr style="height:20px;"> <td data-sheets-value='{"1":2,"2":"Polycarbonate"}' style="border-left:1px solid #000000;overflow:hidden;padding:0px 3px 0px 3px;vertical-align:bottom;font-weight:bold;">Polycarbonate</td> <td data-sheets-value='{"1":2,"2":"Single-walled"}' style="overflow:hidden;padding:0px 3px 0px 3px;vertical-align:bottom;font-weight:bold;">Single-walled</td> <td data-sheets-value='{"1":2,"2":"Heatstop Opal (T)"}' style="border-right:1px solid #000000;overflow:hidden;padding:0px 3px 0px 3px;vertical-align:bottom;font-weight:bold;">Heatstop Opal (T)</td> <td data-sheets-numberformat='{"1":2,"2":"0.00","3":1}' data-sheets-value='{"1":3,"3":5.17}' style="overflow:hidden;padding:0px 3px 0px 3px;vertical-align:bottom;text-align:center;">5.17</td> <td data-sheets-numberformat='{"1":2,"2":"0","3":1}' data-sheets-value='{"1":3,"3":49}' style="overflow:hidden;padding:0px 3px 0px 3px;vertical-align:bottom;text-align:center;">49</td> <td data-sheets-numberformat='{"1":2,"2":"0","3":1}' data-sheets-value='{"1":3,"3":59}' style="overflow:hidden;padding:0px 3px 0px 3px;vertical-align:bottom;text-align:center;">59</td> <td data-sheets-numberformat='{"1":2,"2":"0","3":1}' data-sheets-value='{"1":2,"2":"-"}' style="border-right:1px solid #000000;overflow:hidden;padding:0px 3px 0px 3px;vertical-align:bottom;text-align:center;">-</td> </tr> <tr style="height:20px;"> <td data-sheets-value='{"1":2,"2":"Heatstop PC"}' style="border-left:1px solid #000000;overflow:hidden;padding:0px 3px 0px 3px;vertical-align:bottom;font-weight:bold;">Heatstop PC</td> <td data-sheets-value='{"1":2,"2":"Double-walled"}' style="overflow:hidden;padding:0px 3px 0px 3px;vertical-align:bottom;font-weight:bold;">Double-walled</td> <td data-sheets-value='{"1":2,"2":"Clear (T/H)"}' style="border-right:1px solid #000000;overflow:hidden;padding:0px 3px 0px 3px;vertical-align:bottom;font-weight:bold;">Clear (T/H)</td> <td data-sheets-numberformat='{"1":2,"2":"0.00","3":1}' data-sheets-value='{"1":3,"3":2.9}' style="overflow:hidden;padding:0px 3px 0px 3px;vertical-align:bottom;text-align:center;">2.90</td> <td data-sheets-numberformat='{"1":2,"2":"0","3":1}' data-sheets-value='{"1":3,"3":44}' style="overflow:hidden;padding:0px 3px 0px 3px;vertical-align:bottom;text-align:center;">44</td> <td data-sheets-numberformat='{"1":2,"2":"0","3":1}' data-sheets-value='{"1":3,"3":51}' style="overflow:hidden;padding:0px 3px 0px 3px;vertical-align:bottom;text-align:center;">51</td> <td data-sheets-numberformat='{"1":2,"2":"0","3":1}' data-sheets-value='{"1":3,"3":20}' style="border-right:1px solid #000000;overflow:hidden;padding:0px 3px 0px 3px;vertical-align:bottom;text-align:center;">20</td> </tr> <tr style="height:20px;"> <td style="border-left:1px solid #000000;overflow:hidden;padding:0px 3px 0px 3px;vertical-align:bottom;font-weight:bold;"></td> <td data-sheets-value='{"1":2,"2":"Double-walled"}' style="overflow:hidden;padding:0px 3px 0px 3px;vertical-align:bottom;font-weight:bold;">Double-walled</td> <td data-sheets-value='{"1":2,"2":"Opal (T/O)"}' style="border-right:1px solid #000000;overflow:hidden;padding:0px 3px 0px 3px;vertical-align:bottom;font-weight:bold;">Opal (T/O)</td> <td data-sheets-numberformat='{"1":2,"2":"0.00","3":1}' data-sheets-value='{"1":3,"3":2.9}' style="overflow:hidden;padding:0px 3px 0px 3px;vertical-align:bottom;text-align:center;">2.90</td> <td data-sheets-numberformat='{"1":2,"2":"0","3":1}' data-sheets-value='{"1":3,"3":41}' style="overflow:hidden;padding:0px 3px 0px 3px;vertical-align:bottom;text-align:center;">41</td> <td data-sheets-numberformat='{"1":2,"2":"0","3":1}' data-sheets-value='{"1":3,"3":45}' style="overflow:hidden;padding:0px 3px 0px 3px;vertical-align:bottom;text-align:center;">45</td> <td data-sheets-numberformat='{"1":2,"2":"0","3":1}' data-sheets-value='{"1":3,"3":20}' style="border-right:1px solid #000000;overflow:hidden;padding:0px 3px 0px 3px;vertical-align:bottom;text-align:center;">20</td> </tr> <tr style="height:20px;"> <td style="border-left:1px solid #000000;overflow:hidden;padding:0px 3px 0px 3px;vertical-align:bottom;font-weight:bold;"></td> <td data-sheets-value='{"1":2,"2":"Triple-walled"}' style="overflow:hidden; | skylux-160-ce-met-koepel-en-metaalopstand-met-lm-motor-en-windvang-1100-x-1700-mm | 8586006069581 | 46872291541325
Smoke and heat exhaust (SHEV) | SHE system | Skylux | Skylux 160° CE with skylight and metal curb with LM-actuator and spoiler 1100 x 2300 mm |  | 34935 | 5412970349358 | 5236.9 | Yes | 30-45 | 113.62 | 1100 x 2300 mm | 2300 | 1100 |  | metal curb M30 (30 cm high) | Rectangular | 5.17 W/m²K - 1.28 W/m²K | 87% - 32% | 90% - 32% | 20dB - 23dB | 160° CE (for industry) | skylight | with spoiler | E | Single actuator | Maximum four-walled skylight possible for this product | Ut-value LT-value g-value Rw-value EN 1873 : 2014 EN ISO 13468 EN 16153 EN 410 EN 410 EN ISO 140-3 Material Walls Shells (W/m²K) (%) (%) (dB) Acrylic Single-walled Clear (H) 5.17 90 87 - PMMA Single-walled Opal (O) 5.17 83 76 - Double-walled Clear (H/H) 2.90 81 75 20 Double-walled Opal (O/O) 2.90 69 58 20 Triple-walled Clear (H/H/H) 1.70 73 65 22 Triple-walled Opal (O/H/O) 1.70 62 51 22 Four-walled Clear (H/H/H/H) 1.28 64 54 23 Four-walled Opal (H/H/O/H) 1.28 59 48 23 Polycarbonate Single-walled Clear (A) 5.17 88 83 - PC Single-walled Opal (D) 5.17 58 60 - Double-walled Clear (A/H) 2.90 79 72 20 Double-walled Clear (A/A) 2.90 77 69 20 Double-walled Opal (A/O) 2.90 73 63 20 Double-walled Opal (A/D) 2.90 51 50 20 Triple-walled Clear (A/H/H) 1.70 71 63 22 Triple-walled Opal (A/O/O) 1.70 61 48 22 Four-walled Clear (A/H/H/H) 1.28 64 52 23 Four-walled Opal (A/H/O/H) 1.28 59 46 23 Polycarbonate Single-walled Heatstop Opal (T) 5.17 49 59 - Heatstop PC Double-walled Clear (T/H) 2.90 44 51 20 Double-walled Opal (T/O) 2.90 41 45 20 Triple-walled Clear (T/H/H) 1.70 40 <td data-sheets-numberformat='{"1":2,"2":"0","3":1}' data-sheets-value='{"1":3,"3":44}' style="overflow:hidden;paddin | https://skylux.eu/en/products/skylux-160-ce-met-koepel-en-metaalopstand-met-lm-motor-en-windvang-1100-x-2300-mm | https://skylux.eu/cdn/shop/files/Skylux-160deg-CE-met-koepel-en-metaalopstand-met-LM-motor-en-windvang-1100-x-2300-mm-RWA-systeem.jpg?v=1702977568&width=1600 | https://skylux.eu/cdn/shop/files/e5a82811-1bb0-48e4-a776-cacb59c7c092_88447fca-02dd-4ea9-b7fc-ec11de8c89e8.jpg?v=1688550410&width=1600 | //skylux.eu/cdn/shop/files/E_MH_Mounting_instructions_Skylux_160_CE_LM.pdf?v=12406716259046007223 | //skylux.eu/cdn/shop/files/E_TD_Technical_File_Skylux_Skylux_160_CE_Electric.pdf?v=3667116872303399239 | <style type="text/css" id="isPasted"> <!--td { border: 1px solid #cccccc; } br { mso-data-placement: same-cell; } --> </style> <table border="1" cellpadding="0" cellspacing="0" dir="ltr" style="table-layout:fixed;font-size:10pt;font-family:Arial;border-collapse:collapse;border:none;"><tbody> <tr style="height:20px;"> <td style="overflow:hidden;padding:0px 3px 0px 3px;vertical-align:bottom;"></td> <td style="overflow:hidden;padding:0px 3px 0px 3px;vertical-align:bottom;"></td> <td style="overflow:hidden;padding:0px 3px 0px 3px;vertical-align:bottom;"></td> <td data-sheets-value='{"1":2,"2":"Ut-value"}' style="overflow:hidden;padding:0px 3px 0px 3px;vertical-align:bottom;font-weight:bold;text-align:center;">Ut-value</td> <td data-sheets-value='{"1":2,"2":"LT-value"}' style="overflow:hidden;padding:0px 3px 0px 3px;vertical-align:bottom;font-weight:bold;text-align:center;">LT-value</td> <td data-sheets-value='{"1":2,"2":"g-value"}' style="overflow:hidden;padding:0px 3px 0px 3px;vertical-align:bottom;font-weight:bold;text-align:center;">g-value</td> <td data-sheets-value='{"1":2,"2":"Rw-value "}' style="overflow:hidden;padding:0px 3px 0px 3px;vertical-align:bottom;font-weight:bold;text-align:center;">Rw-value </td> </tr> <tr style="height:20px;"> <td style="overflow:hidden;padding:0px 3px 0px 3px;vertical-align:bottom;"></td> <td style="overflow:hidden;padding:0px 3px 0px 3px;vertical-align:bottom;"></td> <td style="overflow:hidden;padding:0px 3px 0px 3px;vertical-align:bottom;"></td> <td data-sheets-numberformat='{"1":2,"2":"0.00","3":1}' data-sheets-value='{"1":2,"2":"EN 1873 : 2014"}' style="overflow:hidden;padding:0px 3px 0px 3px;vertical-align:bottom;text-align:center;">EN 1873 : 2014</td> <td data-sheets-numberformat='{"1":2,"2":"0","3":1}' data-sheets-value='{"1":2,"2":"EN ISO 13468 EN 16153 EN 410"}' style="overflow:hidden;padding:0px 3px 0px 3px;vertical-align:bottom;text-align:center;">EN ISO 13468 EN 16153 EN 410</td> <td data-sheets-numberformat='{"1":2,"2":"0","3":1}' data-sheets-value='{"1":2,"2":"EN 410"}' style="overflow:hidden;padding:0px 3px 0px 3px;vertical-align:bottom;text-align:center;">EN 410</td> <td data-sheets-value='{"1":2,"2":"EN ISO 140-3\t\t"}' style="overflow:hidden;padding:0px 3px 0px 3px;vertical-align:bottom;text-align:center;">EN ISO 140-3 </td> </tr> <tr style="height:20px;"> <td data-sheets-value='{"1":2,"2":"Material"}' style="border-bottom:1px solid #000000;overflow:hidden;padding:0px 3px 0px 3px;vertical-align:bottom;background-color:#000000;font-weight:bold;color:#ffffff;">Material</td> <td data-sheets-value='{"1":2,"2":"Walls"}' style="border-bottom:1px solid #000000;overflow:hidden;padding:0px 3px 0px 3px;vertical-align:bottom;background-color:#000000;font-weight:bold;color:#ffffff;">Walls</td> <td data-sheets-value='{"1":2,"2":"Shells"}' style="border-bottom:1px solid #000000;overflow:hidden;padding:0px 3px 0px 3px;vertical-align:bottom;background-color:#000000;font-weight:bold;color:#ffffff;">Shells</td> <td data-sheets-numberformat='{"1":2,"2":"0.00","3":1}' data-sheets-value='{"1":2,"2":"(W/m²K)\t"}' style="border-bottom:1px solid #000000;overflow:hidden;padding:0px 3px 0px 3px;vertical-align:bottom;background-color:#000000;font-weight:bold;color:#ffffff;text-align:center;">(W/m²K) </td> <td data-sheets-numberformat='{"1":2,"2":"0","3":1}' data-sheets-value='{"1":2,"2":"(%)"}' style="border-bottom:1px solid #000000;overflow:hidden;padding:0px 3px 0px 3px;vertical-align:bottom;background-color:#000000;font-weight:bold;color:#ffffff;text-align:center;">(%)</td> <td data-sheets-numberformat='{"1":2,"2":"0","3":1}' data-sheets-value='{"1":2,"2":"(%)"}' style="border-bottom:1px solid #000000;overflow:hidden;padding:0px 3px 0px 3px;vertical-align:bottom;background-color:#000000;font-weight:bold;color:#ffffff;text-align:center;">(%)</td> <td data-sheets-value='{"1":2,"2":"(dB)"}' style="border-bottom:1px solid #000000;overflow:hidden;padding:0px 3px 0px 3px;vertical-align:bottom;background-color:#000000;font-weight:bold;color:#ffffff;text-align:center;">(dB)</td> </tr> <tr style="height:20px;"> <td data-sheets-value='{"1":2,"2":"Acrylic"}' style="border-left:1px solid #000000;overflow:hidden;padding:0px 3px 0px 3px;vertical-align:bottom;font-weight:bold;">Acrylic</td> <td data-sheets-value='{"1":2,"2":"Single-walled"}' style="overflow:hidden;padding:0px 3px 0px 3px;vertical-align:bottom;font-weight:bold;">Single-walled</td> <td data-sheets-value='{"1":2,"2":"Clear (H)"}' style="border-right:1px solid #000000;overflow:hidden;padding:0px 3px 0px 3px;vertical-align:bottom;font-weight:bold;">Clear (H)</td> <td data-sheets-numberformat='{"1":2,"2":"0.00","3":1}' data-sheets-value='{"1":3,"3":5.17}' style="overflow:hidden;padding:0px 3px 0px 3px;vertical-align:bottom;text-align:center;">5.17</td> <td data-sheets-numberformat='{"1":2,"2":"0","3":1}' data-sheets-value='{"1":3,"3":90}' style="overflow:hidden;padding:0px 3px 0px 3px;vertical-align:bottom;text-align:center;">90</td> <td data-sheets-numberformat='{"1":2,"2":"0","3":1}' data-sheets-value='{"1":3,"3":87}' style="overflow:hidden;padding:0px 3px 0px 3px;vertical-align:bottom;text-align:center;">87</td> <td data-sheets-numberformat='{"1":2,"2":"0","3":1}' data-sheets-value='{"1":2,"2":"-"}' style="border-right:1px solid #000000;overflow:hidden;padding:0px 3px 0px 3px;vertical-align:bottom;text-align:center;">-</td> </tr> <tr style="height:20px;"> <td data-sheets-value='{"1":2,"2":"PMMA"}' style="border-left:1px solid #000000;overflow:hidden;padding:0px 3px 0px 3px;vertical-align:bottom;font-weight:bold;">PMMA</td> <td data-sheets-value='{"1":2,"2":"Single-walled"}' style="overflow:hidden;padding:0px 3px 0px 3px;vertical-align:bottom;font-weight:bold;">Single-walled</td> <td data-sheets-value='{"1":2,"2":"Opal (O)"}' style="border-right:1px solid #000000;overflow:hidden;padding:0px 3px 0px 3px;vertical-align:bottom;font-weight:bold;">Opal (O)</td> <td data-sheets-numberformat='{"1":2,"2":"0.00","3":1}' data-sheets-value='{"1":3,"3":5.17}' style="overflow:hidden;padding:0px 3px 0px 3px;vertical-align:bottom;text-align:center;">5.17</td> <td data-sheets-numberformat='{"1":2,"2":"0","3":1}' data-sheets-value='{"1":3,"3":83}' style="overflow:hidden;padding:0px 3px 0px 3px;vertical-align:bottom;text-align:center;">83</td> <td data-sheets-numberformat='{"1":2,"2":"0","3":1}' data-sheets-value='{"1":3,"3":76}' style="overflow:hidden;padding:0px 3px 0px 3px;vertical-align:bottom;text-align:center;">76</td> <td data-sheets-numberformat='{"1":2,"2":"0","3":1}' data-sheets-value='{"1":2,"2":"-"}' style="border-right:1px solid #000000;overflow:hidden;padding:0px 3px 0px 3px;vertical-align:bottom;text-align:center;">-</td> </tr> <tr style="height:20px;"> <td style="border-left:1px solid #000000;overflow:hidden;padding:0px 3px 0px 3px;vertical-align:bottom;font-weight:bold;"></td> <td data-sheets-value='{"1":2,"2":"Double-walled"}' style="overflow:hidden;padding:0px 3px 0px 3px;vertical-align:bottom;font-weight:bold;">Double-walled</td> <td data-sheets-value='{"1":2,"2":"Clear (H/H)"}' style="border-right:1px solid #000000;overflow:hidden;padding:0px 3px 0px 3px;vertical-align:bottom;font-weight:bold;">Clear (H/H)</td> <td data-sheets-numberformat='{"1":2,"2":"0.00","3":1}' data-sheets-value='{"1":3,"3":2.9}' style="overflow:hidden;padding:0px 3px 0px 3px;vertical-align:bottom;text-align:center;">2.90</td> <td data-sheets-numberformat='{"1":2,"2":"0","3":1}' data-sheets-value='{"1":3,"3":81}' style="overflow:hidden;padding:0px 3px 0px 3px;vertical-align:bottom;text-align:center;">81</td> <td data-sheets-numberformat='{"1":2,"2":"0","3":1}' data-sheets-value='{"1":3,"3":75}' style="overflow:hidden;padding:0px 3px 0px 3px;vertical-align:bottom;text-align:center;">75</td> <td data-sheets-numberformat='{"1":2,"2":"0","3":1}' data-sheets-value='{"1":3,"3":20}' style="border-right:1px solid #000000;overflow:hidden;padding:0px 3px 0px 3px;vertical-align:bottom;text-align:center;">20</td> </tr> <tr style="height:20px;"> <td style="border-left:1px solid #000000;overflow:hidden;padding:0px 3px 0px 3px;vertical-align:bottom;font-weight:bold;"></td> <td data-sheets-value='{"1":2,"2":"Double-walled"}' style="overflow:hidden;padding:0px 3px 0px 3px;vertical-align:bottom;font-weight:bold;">Double-walled</td> <td data-sheets-value='{"1":2,"2":"Opal (O/O)"}' style="border-right:1px solid #000000;overflow:hidden;padding:0px 3px 0px 3px;vertical-align:bottom;font-weight:bold;">Opal (O/O)</td> <td data-sheets-numberformat='{"1":2,"2":"0.00","3":1}' data-sheets-value='{"1":3,"3":2.9}' style="overflow:hidden;padding:0px 3px 0px 3px;vertical-align:bottom;text-align:center;">2.90</td> <td data-sheets-numberformat='{"1":2,"2":"0","3":1}' data-sheets-value='{"1":3,"3":69}' style="overflow:hidden;padding:0px 3px 0px 3px;vertical-align:bottom;text-align:center;">69</td> <td data-sheets-numberformat='{"1":2,"2":"0","3":1}' data-sheets-value='{"1":3,"3":58}' style="overflow:hidden;padding:0px 3px 0px 3px;vertical-align:bottom;text-align:center;">58</td> <td data-sheets-numberformat='{"1":2,"2":"0","3":1}' data-sheets-value='{"1":3,"3":20}' style="border-right:1px solid #000000;overflow:hidden;padding:0px 3px 0px 3px;vertical-align:bottom;text-align:center;">20</td> </tr> <tr style="height:20px;"> <td style="border-left:1px solid #000000;overflow:hidden;padding:0px 3px 0px 3px;vertical-align:bottom;font-weight:bold;"></td> <td data-sheets-value='{"1":2,"2":"Triple-walled"}' style="overflow:hidden;padding:0px 3px 0px 3px;vertical-align:bottom;font-weight:bold;">Triple-walled</td> <td data-sheets-value='{"1":2,"2":"Clear (H/H/H)"}' style="border-right:1px solid #000000;overflow:hidden;padding:0px 3px 0px 3px;vertical-align:bottom;font-weight:bold;">Clear (H/H/H)</td> <td data-sheets-numberformat='{"1":2,"2":"0.00","3":1}' data-sheets-value='{"1":3,"3":1.7}' style="overflow:hidden;padding:0px 3px 0px 3px;vertical-align:bottom;text-align:center;">1.70</td> <td data-sheets-numberformat='{"1":2,"2":"0","3":1}' data-sheets-value='{"1":3,"3":73}' style="overflow:hidden;padding:0px 3px 0px 3px;vertical-align:bottom;text-align:center;">73</td> <td data-sheets-numberformat='{"1":2,"2":"0","3":1}' data-sheets-value='{"1":3,"3":65}' style="overflow:hidden;padding:0px 3px 0px 3px;vertical-align:bottom;text-align:center;">65</td> <td data-sheets-numberformat='{"1":2,"2":"0","3":1}' data-sheets-value='{"1":3,"3":22}' style="border-right:1px solid #000000;overflow:hidden;padding:0px 3px 0px 3px;vertical-align:bottom;text-align:center;">22</td> </tr> <tr style="height:20px;"> <td style="border-left:1px solid #000000;overflow:hidden;padding:0px 3px 0px 3px;vertical-align:bottom;font-weight:bold;"></td> <td data-sheets-value='{"1":2,"2":"Triple-walled"}' style="overflow:hidden;padding:0px 3px 0px 3px;vertical-align:bottom;font-weight:bold;">Triple-walled</td> <td data-sheets-value='{"1":2,"2":"Opal (O/H/O)"}' style="border-right:1px solid #000000;overflow:hidden;padding:0px 3px 0px 3px;vertical-align:bottom;font-weight:bold;">Opal (O/H/O)</td> <td data-sheets-numberformat='{"1":2,"2":"0.00","3":1}' data-sheets-value='{"1":3,"3":1.7}' style="overflow:hidden;padding:0px 3px 0px 3px;vertical-align:bottom;text-align:center;">1.70</td> <td data-sheets-numberformat='{"1":2,"2":"0","3":1}' data-sheets-value='{"1":3,"3":62}' style="overflow:hidden;padding:0px 3px 0px 3px;vertical-align:bottom;text-align:center;">62</td> <td data-sheets-numberformat='{"1":2,"2":"0","3":1}' data-sheets-value='{"1":3,"3":51}' style="overflow:hidden;padding:0px 3px 0px 3px;vertical-align:bottom;text-align:center;">51</td> <td data-sheets-numberformat='{"1":2,"2":"0","3":1}' data-sheets-value='{"1":3,"3":22}' style="border-right:1px solid #000000;overflow:hidden;padding:0px 3px 0px 3px;vertical-align:bottom;text-align:center;">22</td> </tr> <tr style="height:20px;"> <td style="border-left:1px solid #000000;overflow:hidden;padding:0px 3px 0px 3px;vertical-align:bottom;font-weight:bold;"></td> <td data-sheets-value='{"1":2,"2":"Four-walled"}' style="overflow:hidden;padding:0px 3px 0px 3px;vertical-align:bottom;font-weight:bold;">Four-walled</td> <td data-sheets-value='{"1":2,"2":"Clear (H/H/H/H)"}' style="border-right:1px solid #000000;overflow:hidden;padding:0px 3px 0px 3px;vertical-align:bottom;font-weight:bold;">Clear (H/H/H/H)</td> <td data-sheets-numberformat='{"1":2,"2":"0.00","3":1}' data-sheets-value='{"1":3,"3":1.28}' style="overflow:hidden;padding:0px 3px 0px 3px;vertical-align:bottom;text-align:center;">1.28</td> <td data-sheets-numberformat='{"1":2,"2":"0","3":1}' data-sheets-value='{"1":3,"3":64}' style="overflow:hidden;padding:0px 3px 0px 3px;vertical-align:bottom;text-align:center;">64</td> <td data-sheets-numberformat='{"1":2,"2":"0","3":1}' data-sheets-value='{"1":3,"3":54}' style="overflow:hidden;padding:0px 3px 0px 3px;vertical-align:bottom;text-align:center;">54</td> <td data-sheets-numberformat='{"1":2,"2":"0","3":1}' data-sheets-value='{"1":3,"3":23}' style="border-right:1px solid #000000;overflow:hidden;padding:0px 3px 0px 3px;vertical-align:bottom;text-align:center;">23</td> </tr> <tr style="height:20px;"> <td style="border-bottom:1px solid #000000;border-left:1px solid #000000;overflow:hidden;padding:0px 3px 0px 3px;vertical-align:bottom;"></td> <td data-sheets-value='{"1":2,"2":"Four-walled"}' style="border-bottom:1px solid #000000;overflow:hidden;padding:0px 3px 0px 3px;vertical-align:bottom;font-weight:bold;">Four-walled</td> <td data-sheets-value='{"1":2,"2":"Opal (H/H/O/H)"}' style="border-right:1px solid #000000;border-bottom:1px solid #000000;overflow:hidden;padding:0px 3px 0px 3px;vertical-align:bottom;font-weight:bold;">Opal (H/H/O/H)</td> <td data-sheets-numberformat='{"1":2,"2":"0.00","3":1}' data-sheets-value='{"1":3,"3":1.28}' style="border-bottom:1px solid #000000;overflow:hidden;padding:0px 3px 0px 3px;vertical-align:bottom;text-align:center;">1.28</td> <td data-sheets-numberformat='{"1":2,"2":"0","3":1}' data-sheets-value='{"1":3,"3":59}' style="border-bottom:1px solid #000000;overflow:hidden;padding:0px 3px 0px 3px;vertical-align:bottom;text-align:center;">59</td> <td data-sheets-numberformat='{"1":2,"2":"0","3":1}' data-sheets-value='{"1":3,"3":48}' style="border-bottom:1px solid #000000;overflow:hidden;padding:0px 3px 0px 3px;vertical-align:bottom;text-align:center;">48</td> <td data-sheets-numberformat='{"1":2,"2":"0","3":1}' data-sheets-value='{"1":3,"3":23}' style="border-right:1px solid #000000;border-bottom:1px solid #000000;overflow:hidden;padding:0px 3px 0px 3px;vertical-align:bottom;text-align:center;">23</td> </tr> <tr style="height:20px;"> <td data-sheets-value='{"1":2,"2":"Polycarbonate "}' style="border-left:1px solid #000000;overflow:hidden;padding:0px 3px 0px 3px;vertical-align:bottom;font-weight:bold;">Polycarbonate </td> <td data-sheets-value='{"1":2,"2":"Single-walled"}' style="overflow:hidden;padding:0px 3px 0px 3px;vertical-align:bottom;font-weight:bold;">Single-walled</td> <td data-sheets-value='{"1":2,"2":"Clear (A)"}' style="border-right:1px solid #000000;overflow:hidden;padding:0px 3px 0px 3px;vertical-align:bottom;font-weight:bold;">Clear (A)</td> <td data-sheets-numberformat='{"1":2,"2":"0.00","3":1}' data-sheets-value='{"1":3,"3":5.17}' style="overflow:hidden;padding:0px 3px 0px 3px;vertical-align:bottom;text-align:center;">5.17</td> <td data-sheets-numberformat='{"1":2,"2":"0","3":1}' data-sheets-value='{"1":3,"3":88}' style="overflow:hidden;padding:0px 3px 0px 3px;vertical-align:bottom;text-align:center;">88</td> <td data-sheets-numberformat='{"1":2,"2":"0","3":1}' data-sheets-value='{"1":3,"3":83}' style="overflow:hidden;padding:0px 3px 0px 3px;vertical-align:bottom;text-align:center;">83</td> <td data-sheets-numberformat='{"1":2,"2":"0","3":1}' data-sheets-value='{"1":2,"2":"-"}' style="border-right:1px solid #000000;overflow:hidden;padding:0px 3px 0px 3px;vertical-align:bottom;text-align:center;">-</td> </tr> <tr style="height:20px;"> <td data-sheets-value='{"1":2,"2":"PC"}' style="border-left:1px solid #000000;overflow:hidden;padding:0px 3px 0px 3px;vertical-align:bottom;font-weight:bold;">PC</td> <td data-sheets-value='{"1":2,"2":"Single-walled"}' style="overflow:hidden;padding:0px 3px 0px 3px;vertical-align:bottom;font-weight:bold;">Single-walled</td> <td data-sheets-value='{"1":2,"2":"Opal (D)"}' style="border-right:1px solid #000000;overflow:hidden;padding:0px 3px 0px 3px;vertical-align:bottom;font-weight:bold;">Opal (D)</td> <td data-sheets-numberformat='{"1":2,"2":"0.00","3":1}' data-sheets-value='{"1":3,"3":5.17}' style="overflow:hidden;padding:0px 3px 0px 3px;vertical-align:bottom;text-align:center;">5.17</td> <td data-sheets-numberformat='{"1":2,"2":"0","3":1}' data-sheets-value='{"1":3,"3":58}' style="overflow:hidden;padding:0px 3px 0px 3px;vertical-align:bottom;text-align:center;">58</td> <td data-sheets-numberformat='{"1":2,"2":"0","3":1}' data-sheets-value='{"1":3,"3":60}' style="overflow:hidden;padding:0px 3px 0px 3px;vertical-align:bottom;text-align:center;">60</td> <td data-sheets-numberformat='{"1":2,"2":"0","3":1}' data-sheets-value='{"1":2,"2":"-"}' style="border-right:1px solid #000000;overflow:hidden;padding:0px 3px 0px 3px;vertical-align:bottom;text-align:center;">-</td> </tr> <tr style="height:20px;"> <td style="border-left:1px solid #000000;overflow:hidden;padding:0px 3px 0px 3px;vertical-align:bottom;font-weight:bold;"></td> <td data-sheets-value='{"1":2,"2":"Double-walled"}' style="overflow:hidden;padding:0px 3px 0px 3px;vertical-align:bottom;font-weight:bold;">Double-walled</td> <td data-sheets-value='{"1":2,"2":"Clear (A/H)"}' style="border-right:1px solid #000000;overflow:hidden;padding:0px 3px 0px 3px;vertical-align:bottom;font-weight:bold;">Clear (A/H)</td> <td data-sheets-numberformat='{"1":2,"2":"0.00","3":1}' data-sheets-value='{"1":3,"3":2.9}' style="overflow:hidden;padding:0px 3px 0px 3px;vertical-align:bottom;text-align:center;">2.90</td> <td data-sheets-numberformat='{"1":2,"2":"0","3":1}' data-sheets-value='{"1":3,"3":79}' style="overflow:hidden;padding:0px 3px 0px 3px;vertical-align:bottom;text-align:center;">79</td> <td data-sheets-numberformat='{"1":2,"2":"0","3":1}' data-sheets-value='{"1":3,"3":72}' style="overflow:hidden;padding:0px 3px 0px 3px;vertical-align:bottom;text-align:center;">72</td> <td data-sheets-numberformat='{"1":2,"2":"0","3":1}' data-sheets-value='{"1":3,"3":20}' style="border-right:1px solid #000000;overflow:hidden;padding:0px 3px 0px 3px;vertical-align:bottom;text-align:center;">20</td> </tr> <tr style="height:20px;"> <td style="border-left:1px solid #000000;overflow:hidden;padding:0px 3px 0px 3px;vertical-align:bottom;font-weight:bold;"></td> <td data-sheets-value='{"1":2,"2":"Double-walled"}' style="overflow:hidden;padding:0px 3px 0px 3px;vertical-align:bottom;font-weight:bold;">Double-walled</td> <td data-sheets-value='{"1":2,"2":"Clear (A/A)"}' style="border-right:1px solid #000000;overflow:hidden;padding:0px 3px 0px 3px;vertical-align:bottom;font-weight:bold;">Clear (A/A)</td> <td data-sheets-numberformat='{"1":2,"2":"0.00","3":1}' data-sheets-value='{"1":3,"3":2.9}' style="overflow:hidden;padding:0px 3px 0px 3px;vertical-align:bottom;text-align:center;">2.90</td> <td data-sheets-numberformat='{"1":2,"2":"0","3":1}' data-sheets-value='{"1":3,"3":77}' style="overflow:hidden;padding:0px 3px 0px 3px;vertical-align:bottom;text-align:center;">77</td> <td data-sheets-numberformat='{"1":2,"2":"0","3":1}' data-sheets-value='{"1":3,"3":69}' style="overflow:hidden;padding:0px 3px 0px 3px;vertical-align:bottom;text-align:center;">69</td> <td data-sheets-numberformat='{"1":2,"2":"0","3":1}' data-sheets-value='{"1":3,"3":20}' style="border-right:1px solid #000000;overflow:hidden;padding:0px 3px 0px 3px;vertical-align:bottom;text-align:center;">20</td> </tr> <tr style="height:20px;"> <td style="border-left:1px solid #000000;overflow:hidden;padding:0px 3px 0px 3px;vertical-align:bottom;font-weight:bold;"></td> <td data-sheets-value='{"1":2,"2":"Double-walled"}' style="overflow:hidden;padding:0px 3px 0px 3px;vertical-align:bottom;font-weight:bold;">Double-walled</td> <td data-sheets-value='{"1":2,"2":"Opal (A/O)"}' style="border-right:1px solid #000000;overflow:hidden;padding:0px 3px 0px 3px;vertical-align:bottom;font-weight:bold;">Opal (A/O)</td> <td data-sheets-numberformat='{"1":2,"2":"0.00","3":1}' data-sheets-value='{"1":3,"3":2.9}' style="overflow:hidden;padding:0px 3px 0px 3px;vertical-align:bottom;text-align:center;">2.90</td> <td data-sheets-numberformat='{"1":2,"2":"0","3":1}' data-sheets-value='{"1":3,"3":73}' style="overflow:hidden;padding:0px 3px 0px 3px;vertical-align:bottom;text-align:center;">73</td> <td data-sheets-numberformat='{"1":2,"2":"0","3":1}' data-sheets-value='{"1":3,"3":63}' style="overflow:hidden;padding:0px 3px 0px 3px;vertical-align:bottom;text-align:center;">63</td> <td data-sheets-numberformat='{"1":2,"2":"0","3":1}' data-sheets-value='{"1":3,"3":20}' style="border-right:1px solid #000000;overflow:hidden;padding:0px 3px 0px 3px;vertical-align:bottom;text-align:center;">20</td> </tr> <tr style="height:20px;"> <td style="border-left:1px solid #000000;overflow:hidden;padding:0px 3px 0px 3px;vertical-align:bottom;font-weight:bold;"></td> <td data-sheets-value='{"1":2,"2":"Double-walled"}' style="overflow:hidden;padding:0px 3px 0px 3px;vertical-align:bottom;font-weight:bold;">Double-walled</td> <td data-sheets-value='{"1":2,"2":"Opal (A/D)"}' style="border-right:1px solid #000000;overflow:hidden;padding:0px 3px 0px 3px;vertical-align:bottom;font-weight:bold;">Opal (A/D)</td> <td data-sheets-numberformat='{"1":2,"2":"0.00","3":1}' data-sheets-value='{"1":3,"3":2.9}' style="overflow:hidden;padding:0px 3px 0px 3px;vertical-align:bottom;text-align:center;">2.90</td> <td data-sheets-numberformat='{"1":2,"2":"0","3":1}' data-sheets-value='{"1":3,"3":51}' style="overflow:hidden;padding:0px 3px 0px 3px;vertical-align:bottom;text-align:center;">51</td> <td data-sheets-numberformat='{"1":2,"2":"0","3":1}' data-sheets-value='{"1":3,"3":50}' style="overflow:hidden;padding:0px 3px 0px 3px;vertical-align:bottom;text-align:center;">50</td> <td data-sheets-numberformat='{"1":2,"2":"0","3":1}' data-sheets-value='{"1":3,"3":20}' style="border-right:1px solid #000000;overflow:hidden;padding:0px 3px 0px 3px;vertical-align:bottom;text-align:center;">20</td> </tr> <tr style="height:20px;"> <td style="border-left:1px solid #000000;overflow:hidden;padding:0px 3px 0px 3px;vertical-align:bottom;font-weight:bold;"></td> <td data-sheets-value='{"1":2,"2":"Triple-walled"}' style="overflow:hidden;padding:0px 3px 0px 3px;vertical-align:bottom;font-weight:bold;">Triple-walled</td> <td data-sheets-value='{"1":2,"2":"Clear (A/H/H)"}' style="border-right:1px solid #000000;overflow:hidden;padding:0px 3px 0px 3px;vertical-align:bottom;font-weight:bold;">Clear (A/H/H)</td> <td data-sheets-numberformat='{"1":2,"2":"0.00","3":1}' data-sheets-value='{"1":3,"3":1.7}' style="overflow:hidden;padding:0px 3px 0px 3px;vertical-align:bottom;text-align:center;">1.70</td> <td data-sheets-numberformat='{"1":2,"2":"0","3":1}' data-sheets-value='{"1":3,"3":71}' style="overflow:hidden;padding:0px 3px 0px 3px;vertical-align:bottom;text-align:center;">71</td> <td data-sheets-numberformat='{"1":2,"2":"0","3":1}' data-sheets-value='{"1":3,"3":63}' style="overflow:hidden;padding:0px 3px 0px 3px;vertical-align:bottom;text-align:center;">63</td> <td data-sheets-numberformat='{"1":2,"2":"0","3":1}' data-sheets-value='{"1":3,"3":22}' style="border-right:1px solid #000000;overflow:hidden;padding:0px 3px 0px 3px;vertical-align:bottom;text-align:center;">22</td> </tr> <tr style="height:20px;"> <td style="border-left:1px solid #000000;overflow:hidden;padding:0px 3px 0px 3px;vertical-align:bottom;font-weight:bold;"></td> <td data-sheets-value='{"1":2,"2":"Triple-walled"}' style="overflow:hidden;padding:0px 3px 0px 3px;vertical-align:bottom;font-weight:bold;">Triple-walled</td> <td data-sheets-value='{"1":2,"2":"Opal (A/O/O)"}' style="border-right:1px solid #000000;overflow:hidden;padding:0px 3px 0px 3px;vertical-align:bottom;font-weight:bold;">Opal (A/O/O)</td> <td data-sheets-numberformat='{"1":2,"2":"0.00","3":1}' data-sheets-value='{"1":3,"3":1.7}' style="overflow:hidden;padding:0px 3px 0px 3px;vertical-align:bottom;text-align:center;">1.70</td> <td data-sheets-numberformat='{"1":2,"2":"0","3":1}' data-sheets-value='{"1":3,"3":61}' style="overflow:hidden;padding:0px 3px 0px 3px;vertical-align:bottom;text-align:center;">61</td> <td data-sheets-numberformat='{"1":2,"2":"0","3":1}' data-sheets-value='{"1":3,"3":48}' style="overflow:hidden;padding:0px 3px 0px 3px;vertical-align:bottom;text-align:center;">48</td> <td data-sheets-numberformat='{"1":2,"2":"0","3":1}' data-sheets-value='{"1":3,"3":22}' style="border-right:1px solid #000000;overflow:hidden;padding:0px 3px 0px 3px;vertical-align:bottom;text-align:center;">22</td> </tr> <tr style="height:20px;"> <td style="border-left:1px solid #000000;overflow:hidden;padding:0px 3px 0px 3px;vertical-align:bottom;font-weight:bold;"></td> <td data-sheets-value='{"1":2,"2":"Four-walled"}' style="overflow:hidden;padding:0px 3px 0px 3px;vertical-align:bottom;font-weight:bold;">Four-walled</td> <td data-sheets-value='{"1":2,"2":"Clear (A/H/H/H)"}' style="border-right:1px solid #000000;overflow:hidden;padding:0px 3px 0px 3px;vertical-align:bottom;font-weight:bold;">Clear (A/H/H/H)</td> <td data-sheets-numberformat='{"1":2,"2":"0.00","3":1}' data-sheets-value='{"1":3,"3":1.28}' style="overflow:hidden;padding:0px 3px 0px 3px;vertical-align:bottom;text-align:center;">1.28</td> <td data-sheets-numberformat='{"1":2,"2":"0","3":1}' data-sheets-value='{"1":3,"3":64}' style="overflow:hidden;padding:0px 3px 0px 3px;vertical-align:bottom;text-align:center;">64</td> <td data-sheets-numberformat='{"1":2,"2":"0","3":1}' data-sheets-value='{"1":3,"3":52}' style="overflow:hidden;padding:0px 3px 0px 3px;vertical-align:bottom;text-align:center;">52</td> <td data-sheets-numberformat='{"1":2,"2":"0","3":1}' data-sheets-value='{"1":3,"3":23}' style="border-right:1px solid #000000;overflow:hidden;padding:0px 3px 0px 3px;vertical-align:bottom;text-align:center;">23</td> </tr> <tr style="height:20px;"> <td style="border-bottom:1px solid #000000;border-left:1px solid #000000;overflow:hidden;padding:0px 3px 0px 3px;vertical-align:bottom;"></td> <td data-sheets-value='{"1":2,"2":"Four-walled"}' style="border-bottom:1px solid #000000;overflow:hidden;padding:0px 3px 0px 3px;vertical-align:bottom;font-weight:bold;">Four-walled</td> <td data-sheets-value='{"1":2,"2":"Opal (A/H/O/H)"}' style="border-right:1px solid #000000;border-bottom:1px solid #000000;overflow:hidden;padding:0px 3px 0px 3px;vertical-align:bottom;font-weight:bold;">Opal (A/H/O/H)</td> <td data-sheets-numberformat='{"1":2,"2":"0.00","3":1}' data-sheets-value='{"1":3,"3":1.28}' style="border-bottom:1px solid #000000;overflow:hidden;padding:0px 3px 0px 3px;vertical-align:bottom;text-align:center;">1.28</td> <td data-sheets-numberformat='{"1":2,"2":"0","3":1}' data-sheets-value='{"1":3,"3":59}' style="border-bottom:1px solid #000000;overflow:hidden;padding:0px 3px 0px 3px;vertical-align:bottom;text-align:center;">59</td> <td data-sheets-numberformat='{"1":2,"2":"0","3":1}' data-sheets-value='{"1":3,"3":46}' style="border-bottom:1px solid #000000;overflow:hidden;padding:0px 3px 0px 3px;vertical-align:bottom;text-align:center;">46</td> <td data-sheets-numberformat='{"1":2,"2":"0","3":1}' data-sheets-value='{"1":3,"3":23}' style="border-right:1px solid #000000;border-bottom:1px solid #000000;overflow:hidden;padding:0px 3px 0px 3px;vertical-align:bottom;text-align:center;">23</td> </tr> <tr style="height:20px;"> <td data-sheets-value='{"1":2,"2":"Polycarbonate"}' style="border-left:1px solid #000000;overflow:hidden;padding:0px 3px 0px 3px;vertical-align:bottom;font-weight:bold;">Polycarbonate</td> <td data-sheets-value='{"1":2,"2":"Single-walled"}' style="overflow:hidden;padding:0px 3px 0px 3px;vertical-align:bottom;font-weight:bold;">Single-walled</td> <td data-sheets-value='{"1":2,"2":"Heatstop Opal (T)"}' style="border-right:1px solid #000000;overflow:hidden;padding:0px 3px 0px 3px;vertical-align:bottom;font-weight:bold;">Heatstop Opal (T)</td> <td data-sheets-numberformat='{"1":2,"2":"0.00","3":1}' data-sheets-value='{"1":3,"3":5.17}' style="overflow:hidden;padding:0px 3px 0px 3px;vertical-align:bottom;text-align:center;">5.17</td> <td data-sheets-numberformat='{"1":2,"2":"0","3":1}' data-sheets-value='{"1":3,"3":49}' style="overflow:hidden;padding:0px 3px 0px 3px;vertical-align:bottom;text-align:center;">49</td> <td data-sheets-numberformat='{"1":2,"2":"0","3":1}' data-sheets-value='{"1":3,"3":59}' style="overflow:hidden;padding:0px 3px 0px 3px;vertical-align:bottom;text-align:center;">59</td> <td data-sheets-numberformat='{"1":2,"2":"0","3":1}' data-sheets-value='{"1":2,"2":"-"}' style="border-right:1px solid #000000;overflow:hidden;padding:0px 3px 0px 3px;vertical-align:bottom;text-align:center;">-</td> </tr> <tr style="height:20px;"> <td data-sheets-value='{"1":2,"2":"Heatstop PC"}' style="border-left:1px solid #000000;overflow:hidden;padding:0px 3px 0px 3px;vertical-align:bottom;font-weight:bold;">Heatstop PC</td> <td data-sheets-value='{"1":2,"2":"Double-walled"}' style="overflow:hidden;padding:0px 3px 0px 3px;vertical-align:bottom;font-weight:bold;">Double-walled</td> <td data-sheets-value='{"1":2,"2":"Clear (T/H)"}' style="border-right:1px solid #000000;overflow:hidden;padding:0px 3px 0px 3px;vertical-align:bottom;font-weight:bold;">Clear (T/H)</td> <td data-sheets-numberformat='{"1":2,"2":"0.00","3":1}' data-sheets-value='{"1":3,"3":2.9}' style="overflow:hidden;padding:0px 3px 0px 3px;vertical-align:bottom;text-align:center;">2.90</td> <td data-sheets-numberformat='{"1":2,"2":"0","3":1}' data-sheets-value='{"1":3,"3":44}' style="overflow:hidden;padding:0px 3px 0px 3px;vertical-align:bottom;text-align:center;">44</td> <td data-sheets-numberformat='{"1":2,"2":"0","3":1}' data-sheets-value='{"1":3,"3":51}' style="overflow:hidden;padding:0px 3px 0px 3px;vertical-align:bottom;text-align:center;">51</td> <td data-sheets-numberformat='{"1":2,"2":"0","3":1}' data-sheets-value='{"1":3,"3":20}' style="border-right:1px solid #000000;overflow:hidden;padding:0px 3px 0px 3px;vertical-align:bottom;text-align:center;">20</td> </tr> <tr style="height:20px;"> <td style="border-left:1px solid #000000;overflow:hidden;padding:0px 3px 0px 3px;vertical-align:bottom;font-weight:bold;"></td> <td data-sheets-value='{"1":2,"2":"Double-walled"}' style="overflow:hidden;padding:0px 3px 0px 3px;vertical-align:bottom;font-weight:bold;">Double-walled</td> <td data-sheets-value='{"1":2,"2":"Opal (T/O)"}' style="border-right:1px solid #000000;overflow:hidden;padding:0px 3px 0px 3px;vertical-align:bottom;font-weight:bold;">Opal (T/O)</td> <td data-sheets-numberformat='{"1":2,"2":"0.00","3":1}' data-sheets-value='{"1":3,"3":2.9}' style="overflow:hidden;padding:0px 3px 0px 3px;vertical-align:bottom;text-align:center;">2.90</td> <td data-sheets-numberformat='{"1":2,"2":"0","3":1}' data-sheets-value='{"1":3,"3":41}' style="overflow:hidden;padding:0px 3px 0px 3px;vertical-align:bottom;text-align:center;">41</td> <td data-sheets-numberformat='{"1":2,"2":"0","3":1}' data-sheets-value='{"1":3,"3":45}' style="overflow:hidden;padding:0px 3px 0px 3px;vertical-align:bottom;text-align:center;">45</td> <td data-sheets-numberformat='{"1":2,"2":"0","3":1}' data-sheets-value='{"1":3,"3":20}' style="border-right:1px solid #000000;overflow:hidden;padding:0px 3px 0px 3px;vertical-align:bottom;text-align:center;">20</td> </tr> <tr style="height:20px;"> <td style="border-left:1px solid #000000;overflow:hidden;padding:0px 3px 0px 3px;vertical-align:bottom;font-weight:bold;"></td> <td data-sheets-value='{"1":2,"2":"Triple-walled"}' style="overflow:hidden; | skylux-160-ce-met-koepel-en-metaalopstand-met-lm-motor-en-windvang-1100-x-2300-mm | 8586006135117 | 46872291639629
Smoke and heat exhaust (SHEV) | SHE system | Skylux | Skylux 160° CE with skylight and metal curb with LM-actuator and spoiler 1200 x 1200 mm |  | 28554 | 5412970285540 | 3924.05 | Yes | 30-45 | 79.64 | 1200 x 1200 mm | 1200 | 1200 |  | metal curb M30 (30 cm high) | Square | 5.17 W/m²K - 1.28 W/m²K | 87% - 32% | 90% - 32% | 20dB - 23dB | 160° CE (for industry) | skylight | with spoiler | E | Single actuator | Maximum four-walled skylight possible for this product | Ut-value LT-value g-value Rw-value EN 1873 : 2014 EN ISO 13468 EN 16153 EN 410 EN 410 EN ISO 140-3 Material Walls Shells (W/m²K) (%) (%) (dB) Acrylic Single-walled Clear (H) 5.17 90 87 - PMMA Single-walled Opal (O) 5.17 83 76 - Double-walled Clear (H/H) 2.90 81 75 20 Double-walled Opal (O/O) 2.90 69 58 20 Triple-walled Clear (H/H/H) 1.70 73 65 22 Triple-walled Opal (O/H/O) 1.70 62 51 22 Four-walled Clear (H/H/H/H) 1.28 64 54 23 Four-walled Opal (H/H/O/H) 1.28 59 48 23 Polycarbonate Single-walled Clear (A) 5.17 88 83 - PC Single-walled Opal (D) 5.17 58 60 - Double-walled Clear (A/H) 2.90 79 72 20 Double-walled Clear (A/A) 2.90 77 69 20 Double-walled Opal (A/O) 2.90 73 63 20 Double-walled Opal (A/D) 2.90 51 50 20 Triple-walled Clear (A/H/H) 1.70 71 63 22 Triple-walled Opal (A/O/O) 1.70 61 48 22 Four-walled Clear (A/H/H/H) 1.28 64 52 23 Four-walled Opal (A/H/O/H) 1.28 59 46 23 Polycarbonate Single-walled Heatstop Opal (T) 5.17 49 59 - Heatstop PC Double-walled Clear (T/H) 2.90 44 51 20 Double-walled Opal (T/O) 2.90 41 45 20 Triple-walled Clear (T/H/H) 1.70 40 <td data-sheets-numberformat='{"1":2,"2":"0","3":1}' data-sheets-value='{"1":3,"3":44}' style="overflow:hidden;paddin | https://skylux.eu/en/products/skylux-160-ce-met-koepel-en-metaalopstand-met-lm-motor-en-windvang-1200-x-1200-mm | https://skylux.eu/cdn/shop/files/Skylux-160deg-CE-met-koepel-en-metaalopstand-met-LM-motor-en-windvang-1200-x-1200-mm-RWA-systeem.jpg?v=1702977573&width=1600 | https://skylux.eu/cdn/shop/files/e5a82811-1bb0-48e4-a776-cacb59c7c092_688d357e-f667-42cf-9939-2b2e7adde34a.jpg?v=1688550411&width=1600 | //skylux.eu/cdn/shop/files/E_MH_Mounting_instructions_Skylux_160_CE_LM.pdf?v=12406716259046007223 | //skylux.eu/cdn/shop/files/E_TD_Technical_File_Skylux_Skylux_160_CE_Electric.pdf?v=3667116872303399239 | <style type="text/css" id="isPasted"> <!--td { border: 1px solid #cccccc; } br { mso-data-placement: same-cell; } --> </style> <table border="1" cellpadding="0" cellspacing="0" dir="ltr" style="table-layout:fixed;font-size:10pt;font-family:Arial;border-collapse:collapse;border:none;"><tbody> <tr style="height:20px;"> <td style="overflow:hidden;padding:0px 3px 0px 3px;vertical-align:bottom;"></td> <td style="overflow:hidden;padding:0px 3px 0px 3px;vertical-align:bottom;"></td> <td style="overflow:hidden;padding:0px 3px 0px 3px;vertical-align:bottom;"></td> <td data-sheets-value='{"1":2,"2":"Ut-value"}' style="overflow:hidden;padding:0px 3px 0px 3px;vertical-align:bottom;font-weight:bold;text-align:center;">Ut-value</td> <td data-sheets-value='{"1":2,"2":"LT-value"}' style="overflow:hidden;padding:0px 3px 0px 3px;vertical-align:bottom;font-weight:bold;text-align:center;">LT-value</td> <td data-sheets-value='{"1":2,"2":"g-value"}' style="overflow:hidden;padding:0px 3px 0px 3px;vertical-align:bottom;font-weight:bold;text-align:center;">g-value</td> <td data-sheets-value='{"1":2,"2":"Rw-value "}' style="overflow:hidden;padding:0px 3px 0px 3px;vertical-align:bottom;font-weight:bold;text-align:center;">Rw-value </td> </tr> <tr style="height:20px;"> <td style="overflow:hidden;padding:0px 3px 0px 3px;vertical-align:bottom;"></td> <td style="overflow:hidden;padding:0px 3px 0px 3px;vertical-align:bottom;"></td> <td style="overflow:hidden;padding:0px 3px 0px 3px;vertical-align:bottom;"></td> <td data-sheets-numberformat='{"1":2,"2":"0.00","3":1}' data-sheets-value='{"1":2,"2":"EN 1873 : 2014"}' style="overflow:hidden;padding:0px 3px 0px 3px;vertical-align:bottom;text-align:center;">EN 1873 : 2014</td> <td data-sheets-numberformat='{"1":2,"2":"0","3":1}' data-sheets-value='{"1":2,"2":"EN ISO 13468 EN 16153 EN 410"}' style="overflow:hidden;padding:0px 3px 0px 3px;vertical-align:bottom;text-align:center;">EN ISO 13468 EN 16153 EN 410</td> <td data-sheets-numberformat='{"1":2,"2":"0","3":1}' data-sheets-value='{"1":2,"2":"EN 410"}' style="overflow:hidden;padding:0px 3px 0px 3px;vertical-align:bottom;text-align:center;">EN 410</td> <td data-sheets-value='{"1":2,"2":"EN ISO 140-3\t\t"}' style="overflow:hidden;padding:0px 3px 0px 3px;vertical-align:bottom;text-align:center;">EN ISO 140-3 </td> </tr> <tr style="height:20px;"> <td data-sheets-value='{"1":2,"2":"Material"}' style="border-bottom:1px solid #000000;overflow:hidden;padding:0px 3px 0px 3px;vertical-align:bottom;background-color:#000000;font-weight:bold;color:#ffffff;">Material</td> <td data-sheets-value='{"1":2,"2":"Walls"}' style="border-bottom:1px solid #000000;overflow:hidden;padding:0px 3px 0px 3px;vertical-align:bottom;background-color:#000000;font-weight:bold;color:#ffffff;">Walls</td> <td data-sheets-value='{"1":2,"2":"Shells"}' style="border-bottom:1px solid #000000;overflow:hidden;padding:0px 3px 0px 3px;vertical-align:bottom;background-color:#000000;font-weight:bold;color:#ffffff;">Shells</td> <td data-sheets-numberformat='{"1":2,"2":"0.00","3":1}' data-sheets-value='{"1":2,"2":"(W/m²K)\t"}' style="border-bottom:1px solid #000000;overflow:hidden;padding:0px 3px 0px 3px;vertical-align:bottom;background-color:#000000;font-weight:bold;color:#ffffff;text-align:center;">(W/m²K) </td> <td data-sheets-numberformat='{"1":2,"2":"0","3":1}' data-sheets-value='{"1":2,"2":"(%)"}' style="border-bottom:1px solid #000000;overflow:hidden;padding:0px 3px 0px 3px;vertical-align:bottom;background-color:#000000;font-weight:bold;color:#ffffff;text-align:center;">(%)</td> <td data-sheets-numberformat='{"1":2,"2":"0","3":1}' data-sheets-value='{"1":2,"2":"(%)"}' style="border-bottom:1px solid #000000;overflow:hidden;padding:0px 3px 0px 3px;vertical-align:bottom;background-color:#000000;font-weight:bold;color:#ffffff;text-align:center;">(%)</td> <td data-sheets-value='{"1":2,"2":"(dB)"}' style="border-bottom:1px solid #000000;overflow:hidden;padding:0px 3px 0px 3px;vertical-align:bottom;background-color:#000000;font-weight:bold;color:#ffffff;text-align:center;">(dB)</td> </tr> <tr style="height:20px;"> <td data-sheets-value='{"1":2,"2":"Acrylic"}' style="border-left:1px solid #000000;overflow:hidden;padding:0px 3px 0px 3px;vertical-align:bottom;font-weight:bold;">Acrylic</td> <td data-sheets-value='{"1":2,"2":"Single-walled"}' style="overflow:hidden;padding:0px 3px 0px 3px;vertical-align:bottom;font-weight:bold;">Single-walled</td> <td data-sheets-value='{"1":2,"2":"Clear (H)"}' style="border-right:1px solid #000000;overflow:hidden;padding:0px 3px 0px 3px;vertical-align:bottom;font-weight:bold;">Clear (H)</td> <td data-sheets-numberformat='{"1":2,"2":"0.00","3":1}' data-sheets-value='{"1":3,"3":5.17}' style="overflow:hidden;padding:0px 3px 0px 3px;vertical-align:bottom;text-align:center;">5.17</td> <td data-sheets-numberformat='{"1":2,"2":"0","3":1}' data-sheets-value='{"1":3,"3":90}' style="overflow:hidden;padding:0px 3px 0px 3px;vertical-align:bottom;text-align:center;">90</td> <td data-sheets-numberformat='{"1":2,"2":"0","3":1}' data-sheets-value='{"1":3,"3":87}' style="overflow:hidden;padding:0px 3px 0px 3px;vertical-align:bottom;text-align:center;">87</td> <td data-sheets-numberformat='{"1":2,"2":"0","3":1}' data-sheets-value='{"1":2,"2":"-"}' style="border-right:1px solid #000000;overflow:hidden;padding:0px 3px 0px 3px;vertical-align:bottom;text-align:center;">-</td> </tr> <tr style="height:20px;"> <td data-sheets-value='{"1":2,"2":"PMMA"}' style="border-left:1px solid #000000;overflow:hidden;padding:0px 3px 0px 3px;vertical-align:bottom;font-weight:bold;">PMMA</td> <td data-sheets-value='{"1":2,"2":"Single-walled"}' style="overflow:hidden;padding:0px 3px 0px 3px;vertical-align:bottom;font-weight:bold;">Single-walled</td> <td data-sheets-value='{"1":2,"2":"Opal (O)"}' style="border-right:1px solid #000000;overflow:hidden;padding:0px 3px 0px 3px;vertical-align:bottom;font-weight:bold;">Opal (O)</td> <td data-sheets-numberformat='{"1":2,"2":"0.00","3":1}' data-sheets-value='{"1":3,"3":5.17}' style="overflow:hidden;padding:0px 3px 0px 3px;vertical-align:bottom;text-align:center;">5.17</td> <td data-sheets-numberformat='{"1":2,"2":"0","3":1}' data-sheets-value='{"1":3,"3":83}' style="overflow:hidden;padding:0px 3px 0px 3px;vertical-align:bottom;text-align:center;">83</td> <td data-sheets-numberformat='{"1":2,"2":"0","3":1}' data-sheets-value='{"1":3,"3":76}' style="overflow:hidden;padding:0px 3px 0px 3px;vertical-align:bottom;text-align:center;">76</td> <td data-sheets-numberformat='{"1":2,"2":"0","3":1}' data-sheets-value='{"1":2,"2":"-"}' style="border-right:1px solid #000000;overflow:hidden;padding:0px 3px 0px 3px;vertical-align:bottom;text-align:center;">-</td> </tr> <tr style="height:20px;"> <td style="border-left:1px solid #000000;overflow:hidden;padding:0px 3px 0px 3px;vertical-align:bottom;font-weight:bold;"></td> <td data-sheets-value='{"1":2,"2":"Double-walled"}' style="overflow:hidden;padding:0px 3px 0px 3px;vertical-align:bottom;font-weight:bold;">Double-walled</td> <td data-sheets-value='{"1":2,"2":"Clear (H/H)"}' style="border-right:1px solid #000000;overflow:hidden;padding:0px 3px 0px 3px;vertical-align:bottom;font-weight:bold;">Clear (H/H)</td> <td data-sheets-numberformat='{"1":2,"2":"0.00","3":1}' data-sheets-value='{"1":3,"3":2.9}' style="overflow:hidden;padding:0px 3px 0px 3px;vertical-align:bottom;text-align:center;">2.90</td> <td data-sheets-numberformat='{"1":2,"2":"0","3":1}' data-sheets-value='{"1":3,"3":81}' style="overflow:hidden;padding:0px 3px 0px 3px;vertical-align:bottom;text-align:center;">81</td> <td data-sheets-numberformat='{"1":2,"2":"0","3":1}' data-sheets-value='{"1":3,"3":75}' style="overflow:hidden;padding:0px 3px 0px 3px;vertical-align:bottom;text-align:center;">75</td> <td data-sheets-numberformat='{"1":2,"2":"0","3":1}' data-sheets-value='{"1":3,"3":20}' style="border-right:1px solid #000000;overflow:hidden;padding:0px 3px 0px 3px;vertical-align:bottom;text-align:center;">20</td> </tr> <tr style="height:20px;"> <td style="border-left:1px solid #000000;overflow:hidden;padding:0px 3px 0px 3px;vertical-align:bottom;font-weight:bold;"></td> <td data-sheets-value='{"1":2,"2":"Double-walled"}' style="overflow:hidden;padding:0px 3px 0px 3px;vertical-align:bottom;font-weight:bold;">Double-walled</td> <td data-sheets-value='{"1":2,"2":"Opal (O/O)"}' style="border-right:1px solid #000000;overflow:hidden;padding:0px 3px 0px 3px;vertical-align:bottom;font-weight:bold;">Opal (O/O)</td> <td data-sheets-numberformat='{"1":2,"2":"0.00","3":1}' data-sheets-value='{"1":3,"3":2.9}' style="overflow:hidden;padding:0px 3px 0px 3px;vertical-align:bottom;text-align:center;">2.90</td> <td data-sheets-numberformat='{"1":2,"2":"0","3":1}' data-sheets-value='{"1":3,"3":69}' style="overflow:hidden;padding:0px 3px 0px 3px;vertical-align:bottom;text-align:center;">69</td> <td data-sheets-numberformat='{"1":2,"2":"0","3":1}' data-sheets-value='{"1":3,"3":58}' style="overflow:hidden;padding:0px 3px 0px 3px;vertical-align:bottom;text-align:center;">58</td> <td data-sheets-numberformat='{"1":2,"2":"0","3":1}' data-sheets-value='{"1":3,"3":20}' style="border-right:1px solid #000000;overflow:hidden;padding:0px 3px 0px 3px;vertical-align:bottom;text-align:center;">20</td> </tr> <tr style="height:20px;"> <td style="border-left:1px solid #000000;overflow:hidden;padding:0px 3px 0px 3px;vertical-align:bottom;font-weight:bold;"></td> <td data-sheets-value='{"1":2,"2":"Triple-walled"}' style="overflow:hidden;padding:0px 3px 0px 3px;vertical-align:bottom;font-weight:bold;">Triple-walled</td> <td data-sheets-value='{"1":2,"2":"Clear (H/H/H)"}' style="border-right:1px solid #000000;overflow:hidden;padding:0px 3px 0px 3px;vertical-align:bottom;font-weight:bold;">Clear (H/H/H)</td> <td data-sheets-numberformat='{"1":2,"2":"0.00","3":1}' data-sheets-value='{"1":3,"3":1.7}' style="overflow:hidden;padding:0px 3px 0px 3px;vertical-align:bottom;text-align:center;">1.70</td> <td data-sheets-numberformat='{"1":2,"2":"0","3":1}' data-sheets-value='{"1":3,"3":73}' style="overflow:hidden;padding:0px 3px 0px 3px;vertical-align:bottom;text-align:center;">73</td> <td data-sheets-numberformat='{"1":2,"2":"0","3":1}' data-sheets-value='{"1":3,"3":65}' style="overflow:hidden;padding:0px 3px 0px 3px;vertical-align:bottom;text-align:center;">65</td> <td data-sheets-numberformat='{"1":2,"2":"0","3":1}' data-sheets-value='{"1":3,"3":22}' style="border-right:1px solid #000000;overflow:hidden;padding:0px 3px 0px 3px;vertical-align:bottom;text-align:center;">22</td> </tr> <tr style="height:20px;"> <td style="border-left:1px solid #000000;overflow:hidden;padding:0px 3px 0px 3px;vertical-align:bottom;font-weight:bold;"></td> <td data-sheets-value='{"1":2,"2":"Triple-walled"}' style="overflow:hidden;padding:0px 3px 0px 3px;vertical-align:bottom;font-weight:bold;">Triple-walled</td> <td data-sheets-value='{"1":2,"2":"Opal (O/H/O)"}' style="border-right:1px solid #000000;overflow:hidden;padding:0px 3px 0px 3px;vertical-align:bottom;font-weight:bold;">Opal (O/H/O)</td> <td data-sheets-numberformat='{"1":2,"2":"0.00","3":1}' data-sheets-value='{"1":3,"3":1.7}' style="overflow:hidden;padding:0px 3px 0px 3px;vertical-align:bottom;text-align:center;">1.70</td> <td data-sheets-numberformat='{"1":2,"2":"0","3":1}' data-sheets-value='{"1":3,"3":62}' style="overflow:hidden;padding:0px 3px 0px 3px;vertical-align:bottom;text-align:center;">62</td> <td data-sheets-numberformat='{"1":2,"2":"0","3":1}' data-sheets-value='{"1":3,"3":51}' style="overflow:hidden;padding:0px 3px 0px 3px;vertical-align:bottom;text-align:center;">51</td> <td data-sheets-numberformat='{"1":2,"2":"0","3":1}' data-sheets-value='{"1":3,"3":22}' style="border-right:1px solid #000000;overflow:hidden;padding:0px 3px 0px 3px;vertical-align:bottom;text-align:center;">22</td> </tr> <tr style="height:20px;"> <td style="border-left:1px solid #000000;overflow:hidden;padding:0px 3px 0px 3px;vertical-align:bottom;font-weight:bold;"></td> <td data-sheets-value='{"1":2,"2":"Four-walled"}' style="overflow:hidden;padding:0px 3px 0px 3px;vertical-align:bottom;font-weight:bold;">Four-walled</td> <td data-sheets-value='{"1":2,"2":"Clear (H/H/H/H)"}' style="border-right:1px solid #000000;overflow:hidden;padding:0px 3px 0px 3px;vertical-align:bottom;font-weight:bold;">Clear (H/H/H/H)</td> <td data-sheets-numberformat='{"1":2,"2":"0.00","3":1}' data-sheets-value='{"1":3,"3":1.28}' style="overflow:hidden;padding:0px 3px 0px 3px;vertical-align:bottom;text-align:center;">1.28</td> <td data-sheets-numberformat='{"1":2,"2":"0","3":1}' data-sheets-value='{"1":3,"3":64}' style="overflow:hidden;padding:0px 3px 0px 3px;vertical-align:bottom;text-align:center;">64</td> <td data-sheets-numberformat='{"1":2,"2":"0","3":1}' data-sheets-value='{"1":3,"3":54}' style="overflow:hidden;padding:0px 3px 0px 3px;vertical-align:bottom;text-align:center;">54</td> <td data-sheets-numberformat='{"1":2,"2":"0","3":1}' data-sheets-value='{"1":3,"3":23}' style="border-right:1px solid #000000;overflow:hidden;padding:0px 3px 0px 3px;vertical-align:bottom;text-align:center;">23</td> </tr> <tr style="height:20px;"> <td style="border-bottom:1px solid #000000;border-left:1px solid #000000;overflow:hidden;padding:0px 3px 0px 3px;vertical-align:bottom;"></td> <td data-sheets-value='{"1":2,"2":"Four-walled"}' style="border-bottom:1px solid #000000;overflow:hidden;padding:0px 3px 0px 3px;vertical-align:bottom;font-weight:bold;">Four-walled</td> <td data-sheets-value='{"1":2,"2":"Opal (H/H/O/H)"}' style="border-right:1px solid #000000;border-bottom:1px solid #000000;overflow:hidden;padding:0px 3px 0px 3px;vertical-align:bottom;font-weight:bold;">Opal (H/H/O/H)</td> <td data-sheets-numberformat='{"1":2,"2":"0.00","3":1}' data-sheets-value='{"1":3,"3":1.28}' style="border-bottom:1px solid #000000;overflow:hidden;padding:0px 3px 0px 3px;vertical-align:bottom;text-align:center;">1.28</td> <td data-sheets-numberformat='{"1":2,"2":"0","3":1}' data-sheets-value='{"1":3,"3":59}' style="border-bottom:1px solid #000000;overflow:hidden;padding:0px 3px 0px 3px;vertical-align:bottom;text-align:center;">59</td> <td data-sheets-numberformat='{"1":2,"2":"0","3":1}' data-sheets-value='{"1":3,"3":48}' style="border-bottom:1px solid #000000;overflow:hidden;padding:0px 3px 0px 3px;vertical-align:bottom;text-align:center;">48</td> <td data-sheets-numberformat='{"1":2,"2":"0","3":1}' data-sheets-value='{"1":3,"3":23}' style="border-right:1px solid #000000;border-bottom:1px solid #000000;overflow:hidden;padding:0px 3px 0px 3px;vertical-align:bottom;text-align:center;">23</td> </tr> <tr style="height:20px;"> <td data-sheets-value='{"1":2,"2":"Polycarbonate "}' style="border-left:1px solid #000000;overflow:hidden;padding:0px 3px 0px 3px;vertical-align:bottom;font-weight:bold;">Polycarbonate </td> <td data-sheets-value='{"1":2,"2":"Single-walled"}' style="overflow:hidden;padding:0px 3px 0px 3px;vertical-align:bottom;font-weight:bold;">Single-walled</td> <td data-sheets-value='{"1":2,"2":"Clear (A)"}' style="border-right:1px solid #000000;overflow:hidden;padding:0px 3px 0px 3px;vertical-align:bottom;font-weight:bold;">Clear (A)</td> <td data-sheets-numberformat='{"1":2,"2":"0.00","3":1}' data-sheets-value='{"1":3,"3":5.17}' style="overflow:hidden;padding:0px 3px 0px 3px;vertical-align:bottom;text-align:center;">5.17</td> <td data-sheets-numberformat='{"1":2,"2":"0","3":1}' data-sheets-value='{"1":3,"3":88}' style="overflow:hidden;padding:0px 3px 0px 3px;vertical-align:bottom;text-align:center;">88</td> <td data-sheets-numberformat='{"1":2,"2":"0","3":1}' data-sheets-value='{"1":3,"3":83}' style="overflow:hidden;padding:0px 3px 0px 3px;vertical-align:bottom;text-align:center;">83</td> <td data-sheets-numberformat='{"1":2,"2":"0","3":1}' data-sheets-value='{"1":2,"2":"-"}' style="border-right:1px solid #000000;overflow:hidden;padding:0px 3px 0px 3px;vertical-align:bottom;text-align:center;">-</td> </tr> <tr style="height:20px;"> <td data-sheets-value='{"1":2,"2":"PC"}' style="border-left:1px solid #000000;overflow:hidden;padding:0px 3px 0px 3px;vertical-align:bottom;font-weight:bold;">PC</td> <td data-sheets-value='{"1":2,"2":"Single-walled"}' style="overflow:hidden;padding:0px 3px 0px 3px;vertical-align:bottom;font-weight:bold;">Single-walled</td> <td data-sheets-value='{"1":2,"2":"Opal (D)"}' style="border-right:1px solid #000000;overflow:hidden;padding:0px 3px 0px 3px;vertical-align:bottom;font-weight:bold;">Opal (D)</td> <td data-sheets-numberformat='{"1":2,"2":"0.00","3":1}' data-sheets-value='{"1":3,"3":5.17}' style="overflow:hidden;padding:0px 3px 0px 3px;vertical-align:bottom;text-align:center;">5.17</td> <td data-sheets-numberformat='{"1":2,"2":"0","3":1}' data-sheets-value='{"1":3,"3":58}' style="overflow:hidden;padding:0px 3px 0px 3px;vertical-align:bottom;text-align:center;">58</td> <td data-sheets-numberformat='{"1":2,"2":"0","3":1}' data-sheets-value='{"1":3,"3":60}' style="overflow:hidden;padding:0px 3px 0px 3px;vertical-align:bottom;text-align:center;">60</td> <td data-sheets-numberformat='{"1":2,"2":"0","3":1}' data-sheets-value='{"1":2,"2":"-"}' style="border-right:1px solid #000000;overflow:hidden;padding:0px 3px 0px 3px;vertical-align:bottom;text-align:center;">-</td> </tr> <tr style="height:20px;"> <td style="border-left:1px solid #000000;overflow:hidden;padding:0px 3px 0px 3px;vertical-align:bottom;font-weight:bold;"></td> <td data-sheets-value='{"1":2,"2":"Double-walled"}' style="overflow:hidden;padding:0px 3px 0px 3px;vertical-align:bottom;font-weight:bold;">Double-walled</td> <td data-sheets-value='{"1":2,"2":"Clear (A/H)"}' style="border-right:1px solid #000000;overflow:hidden;padding:0px 3px 0px 3px;vertical-align:bottom;font-weight:bold;">Clear (A/H)</td> <td data-sheets-numberformat='{"1":2,"2":"0.00","3":1}' data-sheets-value='{"1":3,"3":2.9}' style="overflow:hidden;padding:0px 3px 0px 3px;vertical-align:bottom;text-align:center;">2.90</td> <td data-sheets-numberformat='{"1":2,"2":"0","3":1}' data-sheets-value='{"1":3,"3":79}' style="overflow:hidden;padding:0px 3px 0px 3px;vertical-align:bottom;text-align:center;">79</td> <td data-sheets-numberformat='{"1":2,"2":"0","3":1}' data-sheets-value='{"1":3,"3":72}' style="overflow:hidden;padding:0px 3px 0px 3px;vertical-align:bottom;text-align:center;">72</td> <td data-sheets-numberformat='{"1":2,"2":"0","3":1}' data-sheets-value='{"1":3,"3":20}' style="border-right:1px solid #000000;overflow:hidden;padding:0px 3px 0px 3px;vertical-align:bottom;text-align:center;">20</td> </tr> <tr style="height:20px;"> <td style="border-left:1px solid #000000;overflow:hidden;padding:0px 3px 0px 3px;vertical-align:bottom;font-weight:bold;"></td> <td data-sheets-value='{"1":2,"2":"Double-walled"}' style="overflow:hidden;padding:0px 3px 0px 3px;vertical-align:bottom;font-weight:bold;">Double-walled</td> <td data-sheets-value='{"1":2,"2":"Clear (A/A)"}' style="border-right:1px solid #000000;overflow:hidden;padding:0px 3px 0px 3px;vertical-align:bottom;font-weight:bold;">Clear (A/A)</td> <td data-sheets-numberformat='{"1":2,"2":"0.00","3":1}' data-sheets-value='{"1":3,"3":2.9}' style="overflow:hidden;padding:0px 3px 0px 3px;vertical-align:bottom;text-align:center;">2.90</td> <td data-sheets-numberformat='{"1":2,"2":"0","3":1}' data-sheets-value='{"1":3,"3":77}' style="overflow:hidden;padding:0px 3px 0px 3px;vertical-align:bottom;text-align:center;">77</td> <td data-sheets-numberformat='{"1":2,"2":"0","3":1}' data-sheets-value='{"1":3,"3":69}' style="overflow:hidden;padding:0px 3px 0px 3px;vertical-align:bottom;text-align:center;">69</td> <td data-sheets-numberformat='{"1":2,"2":"0","3":1}' data-sheets-value='{"1":3,"3":20}' style="border-right:1px solid #000000;overflow:hidden;padding:0px 3px 0px 3px;vertical-align:bottom;text-align:center;">20</td> </tr> <tr style="height:20px;"> <td style="border-left:1px solid #000000;overflow:hidden;padding:0px 3px 0px 3px;vertical-align:bottom;font-weight:bold;"></td> <td data-sheets-value='{"1":2,"2":"Double-walled"}' style="overflow:hidden;padding:0px 3px 0px 3px;vertical-align:bottom;font-weight:bold;">Double-walled</td> <td data-sheets-value='{"1":2,"2":"Opal (A/O)"}' style="border-right:1px solid #000000;overflow:hidden;padding:0px 3px 0px 3px;vertical-align:bottom;font-weight:bold;">Opal (A/O)</td> <td data-sheets-numberformat='{"1":2,"2":"0.00","3":1}' data-sheets-value='{"1":3,"3":2.9}' style="overflow:hidden;padding:0px 3px 0px 3px;vertical-align:bottom;text-align:center;">2.90</td> <td data-sheets-numberformat='{"1":2,"2":"0","3":1}' data-sheets-value='{"1":3,"3":73}' style="overflow:hidden;padding:0px 3px 0px 3px;vertical-align:bottom;text-align:center;">73</td> <td data-sheets-numberformat='{"1":2,"2":"0","3":1}' data-sheets-value='{"1":3,"3":63}' style="overflow:hidden;padding:0px 3px 0px 3px;vertical-align:bottom;text-align:center;">63</td> <td data-sheets-numberformat='{"1":2,"2":"0","3":1}' data-sheets-value='{"1":3,"3":20}' style="border-right:1px solid #000000;overflow:hidden;padding:0px 3px 0px 3px;vertical-align:bottom;text-align:center;">20</td> </tr> <tr style="height:20px;"> <td style="border-left:1px solid #000000;overflow:hidden;padding:0px 3px 0px 3px;vertical-align:bottom;font-weight:bold;"></td> <td data-sheets-value='{"1":2,"2":"Double-walled"}' style="overflow:hidden;padding:0px 3px 0px 3px;vertical-align:bottom;font-weight:bold;">Double-walled</td> <td data-sheets-value='{"1":2,"2":"Opal (A/D)"}' style="border-right:1px solid #000000;overflow:hidden;padding:0px 3px 0px 3px;vertical-align:bottom;font-weight:bold;">Opal (A/D)</td> <td data-sheets-numberformat='{"1":2,"2":"0.00","3":1}' data-sheets-value='{"1":3,"3":2.9}' style="overflow:hidden;padding:0px 3px 0px 3px;vertical-align:bottom;text-align:center;">2.90</td> <td data-sheets-numberformat='{"1":2,"2":"0","3":1}' data-sheets-value='{"1":3,"3":51}' style="overflow:hidden;padding:0px 3px 0px 3px;vertical-align:bottom;text-align:center;">51</td> <td data-sheets-numberformat='{"1":2,"2":"0","3":1}' data-sheets-value='{"1":3,"3":50}' style="overflow:hidden;padding:0px 3px 0px 3px;vertical-align:bottom;text-align:center;">50</td> <td data-sheets-numberformat='{"1":2,"2":"0","3":1}' data-sheets-value='{"1":3,"3":20}' style="border-right:1px solid #000000;overflow:hidden;padding:0px 3px 0px 3px;vertical-align:bottom;text-align:center;">20</td> </tr> <tr style="height:20px;"> <td style="border-left:1px solid #000000;overflow:hidden;padding:0px 3px 0px 3px;vertical-align:bottom;font-weight:bold;"></td> <td data-sheets-value='{"1":2,"2":"Triple-walled"}' style="overflow:hidden;padding:0px 3px 0px 3px;vertical-align:bottom;font-weight:bold;">Triple-walled</td> <td data-sheets-value='{"1":2,"2":"Clear (A/H/H)"}' style="border-right:1px solid #000000;overflow:hidden;padding:0px 3px 0px 3px;vertical-align:bottom;font-weight:bold;">Clear (A/H/H)</td> <td data-sheets-numberformat='{"1":2,"2":"0.00","3":1}' data-sheets-value='{"1":3,"3":1.7}' style="overflow:hidden;padding:0px 3px 0px 3px;vertical-align:bottom;text-align:center;">1.70</td> <td data-sheets-numberformat='{"1":2,"2":"0","3":1}' data-sheets-value='{"1":3,"3":71}' style="overflow:hidden;padding:0px 3px 0px 3px;vertical-align:bottom;text-align:center;">71</td> <td data-sheets-numberformat='{"1":2,"2":"0","3":1}' data-sheets-value='{"1":3,"3":63}' style="overflow:hidden;padding:0px 3px 0px 3px;vertical-align:bottom;text-align:center;">63</td> <td data-sheets-numberformat='{"1":2,"2":"0","3":1}' data-sheets-value='{"1":3,"3":22}' style="border-right:1px solid #000000;overflow:hidden;padding:0px 3px 0px 3px;vertical-align:bottom;text-align:center;">22</td> </tr> <tr style="height:20px;"> <td style="border-left:1px solid #000000;overflow:hidden;padding:0px 3px 0px 3px;vertical-align:bottom;font-weight:bold;"></td> <td data-sheets-value='{"1":2,"2":"Triple-walled"}' style="overflow:hidden;padding:0px 3px 0px 3px;vertical-align:bottom;font-weight:bold;">Triple-walled</td> <td data-sheets-value='{"1":2,"2":"Opal (A/O/O)"}' style="border-right:1px solid #000000;overflow:hidden;padding:0px 3px 0px 3px;vertical-align:bottom;font-weight:bold;">Opal (A/O/O)</td> <td data-sheets-numberformat='{"1":2,"2":"0.00","3":1}' data-sheets-value='{"1":3,"3":1.7}' style="overflow:hidden;padding:0px 3px 0px 3px;vertical-align:bottom;text-align:center;">1.70</td> <td data-sheets-numberformat='{"1":2,"2":"0","3":1}' data-sheets-value='{"1":3,"3":61}' style="overflow:hidden;padding:0px 3px 0px 3px;vertical-align:bottom;text-align:center;">61</td> <td data-sheets-numberformat='{"1":2,"2":"0","3":1}' data-sheets-value='{"1":3,"3":48}' style="overflow:hidden;padding:0px 3px 0px 3px;vertical-align:bottom;text-align:center;">48</td> <td data-sheets-numberformat='{"1":2,"2":"0","3":1}' data-sheets-value='{"1":3,"3":22}' style="border-right:1px solid #000000;overflow:hidden;padding:0px 3px 0px 3px;vertical-align:bottom;text-align:center;">22</td> </tr> <tr style="height:20px;"> <td style="border-left:1px solid #000000;overflow:hidden;padding:0px 3px 0px 3px;vertical-align:bottom;font-weight:bold;"></td> <td data-sheets-value='{"1":2,"2":"Four-walled"}' style="overflow:hidden;padding:0px 3px 0px 3px;vertical-align:bottom;font-weight:bold;">Four-walled</td> <td data-sheets-value='{"1":2,"2":"Clear (A/H/H/H)"}' style="border-right:1px solid #000000;overflow:hidden;padding:0px 3px 0px 3px;vertical-align:bottom;font-weight:bold;">Clear (A/H/H/H)</td> <td data-sheets-numberformat='{"1":2,"2":"0.00","3":1}' data-sheets-value='{"1":3,"3":1.28}' style="overflow:hidden;padding:0px 3px 0px 3px;vertical-align:bottom;text-align:center;">1.28</td> <td data-sheets-numberformat='{"1":2,"2":"0","3":1}' data-sheets-value='{"1":3,"3":64}' style="overflow:hidden;padding:0px 3px 0px 3px;vertical-align:bottom;text-align:center;">64</td> <td data-sheets-numberformat='{"1":2,"2":"0","3":1}' data-sheets-value='{"1":3,"3":52}' style="overflow:hidden;padding:0px 3px 0px 3px;vertical-align:bottom;text-align:center;">52</td> <td data-sheets-numberformat='{"1":2,"2":"0","3":1}' data-sheets-value='{"1":3,"3":23}' style="border-right:1px solid #000000;overflow:hidden;padding:0px 3px 0px 3px;vertical-align:bottom;text-align:center;">23</td> </tr> <tr style="height:20px;"> <td style="border-bottom:1px solid #000000;border-left:1px solid #000000;overflow:hidden;padding:0px 3px 0px 3px;vertical-align:bottom;"></td> <td data-sheets-value='{"1":2,"2":"Four-walled"}' style="border-bottom:1px solid #000000;overflow:hidden;padding:0px 3px 0px 3px;vertical-align:bottom;font-weight:bold;">Four-walled</td> <td data-sheets-value='{"1":2,"2":"Opal (A/H/O/H)"}' style="border-right:1px solid #000000;border-bottom:1px solid #000000;overflow:hidden;padding:0px 3px 0px 3px;vertical-align:bottom;font-weight:bold;">Opal (A/H/O/H)</td> <td data-sheets-numberformat='{"1":2,"2":"0.00","3":1}' data-sheets-value='{"1":3,"3":1.28}' style="border-bottom:1px solid #000000;overflow:hidden;padding:0px 3px 0px 3px;vertical-align:bottom;text-align:center;">1.28</td> <td data-sheets-numberformat='{"1":2,"2":"0","3":1}' data-sheets-value='{"1":3,"3":59}' style="border-bottom:1px solid #000000;overflow:hidden;padding:0px 3px 0px 3px;vertical-align:bottom;text-align:center;">59</td> <td data-sheets-numberformat='{"1":2,"2":"0","3":1}' data-sheets-value='{"1":3,"3":46}' style="border-bottom:1px solid #000000;overflow:hidden;padding:0px 3px 0px 3px;vertical-align:bottom;text-align:center;">46</td> <td data-sheets-numberformat='{"1":2,"2":"0","3":1}' data-sheets-value='{"1":3,"3":23}' style="border-right:1px solid #000000;border-bottom:1px solid #000000;overflow:hidden;padding:0px 3px 0px 3px;vertical-align:bottom;text-align:center;">23</td> </tr> <tr style="height:20px;"> <td data-sheets-value='{"1":2,"2":"Polycarbonate"}' style="border-left:1px solid #000000;overflow:hidden;padding:0px 3px 0px 3px;vertical-align:bottom;font-weight:bold;">Polycarbonate</td> <td data-sheets-value='{"1":2,"2":"Single-walled"}' style="overflow:hidden;padding:0px 3px 0px 3px;vertical-align:bottom;font-weight:bold;">Single-walled</td> <td data-sheets-value='{"1":2,"2":"Heatstop Opal (T)"}' style="border-right:1px solid #000000;overflow:hidden;padding:0px 3px 0px 3px;vertical-align:bottom;font-weight:bold;">Heatstop Opal (T)</td> <td data-sheets-numberformat='{"1":2,"2":"0.00","3":1}' data-sheets-value='{"1":3,"3":5.17}' style="overflow:hidden;padding:0px 3px 0px 3px;vertical-align:bottom;text-align:center;">5.17</td> <td data-sheets-numberformat='{"1":2,"2":"0","3":1}' data-sheets-value='{"1":3,"3":49}' style="overflow:hidden;padding:0px 3px 0px 3px;vertical-align:bottom;text-align:center;">49</td> <td data-sheets-numberformat='{"1":2,"2":"0","3":1}' data-sheets-value='{"1":3,"3":59}' style="overflow:hidden;padding:0px 3px 0px 3px;vertical-align:bottom;text-align:center;">59</td> <td data-sheets-numberformat='{"1":2,"2":"0","3":1}' data-sheets-value='{"1":2,"2":"-"}' style="border-right:1px solid #000000;overflow:hidden;padding:0px 3px 0px 3px;vertical-align:bottom;text-align:center;">-</td> </tr> <tr style="height:20px;"> <td data-sheets-value='{"1":2,"2":"Heatstop PC"}' style="border-left:1px solid #000000;overflow:hidden;padding:0px 3px 0px 3px;vertical-align:bottom;font-weight:bold;">Heatstop PC</td> <td data-sheets-value='{"1":2,"2":"Double-walled"}' style="overflow:hidden;padding:0px 3px 0px 3px;vertical-align:bottom;font-weight:bold;">Double-walled</td> <td data-sheets-value='{"1":2,"2":"Clear (T/H)"}' style="border-right:1px solid #000000;overflow:hidden;padding:0px 3px 0px 3px;vertical-align:bottom;font-weight:bold;">Clear (T/H)</td> <td data-sheets-numberformat='{"1":2,"2":"0.00","3":1}' data-sheets-value='{"1":3,"3":2.9}' style="overflow:hidden;padding:0px 3px 0px 3px;vertical-align:bottom;text-align:center;">2.90</td> <td data-sheets-numberformat='{"1":2,"2":"0","3":1}' data-sheets-value='{"1":3,"3":44}' style="overflow:hidden;padding:0px 3px 0px 3px;vertical-align:bottom;text-align:center;">44</td> <td data-sheets-numberformat='{"1":2,"2":"0","3":1}' data-sheets-value='{"1":3,"3":51}' style="overflow:hidden;padding:0px 3px 0px 3px;vertical-align:bottom;text-align:center;">51</td> <td data-sheets-numberformat='{"1":2,"2":"0","3":1}' data-sheets-value='{"1":3,"3":20}' style="border-right:1px solid #000000;overflow:hidden;padding:0px 3px 0px 3px;vertical-align:bottom;text-align:center;">20</td> </tr> <tr style="height:20px;"> <td style="border-left:1px solid #000000;overflow:hidden;padding:0px 3px 0px 3px;vertical-align:bottom;font-weight:bold;"></td> <td data-sheets-value='{"1":2,"2":"Double-walled"}' style="overflow:hidden;padding:0px 3px 0px 3px;vertical-align:bottom;font-weight:bold;">Double-walled</td> <td data-sheets-value='{"1":2,"2":"Opal (T/O)"}' style="border-right:1px solid #000000;overflow:hidden;padding:0px 3px 0px 3px;vertical-align:bottom;font-weight:bold;">Opal (T/O)</td> <td data-sheets-numberformat='{"1":2,"2":"0.00","3":1}' data-sheets-value='{"1":3,"3":2.9}' style="overflow:hidden;padding:0px 3px 0px 3px;vertical-align:bottom;text-align:center;">2.90</td> <td data-sheets-numberformat='{"1":2,"2":"0","3":1}' data-sheets-value='{"1":3,"3":41}' style="overflow:hidden;padding:0px 3px 0px 3px;vertical-align:bottom;text-align:center;">41</td> <td data-sheets-numberformat='{"1":2,"2":"0","3":1}' data-sheets-value='{"1":3,"3":45}' style="overflow:hidden;padding:0px 3px 0px 3px;vertical-align:bottom;text-align:center;">45</td> <td data-sheets-numberformat='{"1":2,"2":"0","3":1}' data-sheets-value='{"1":3,"3":20}' style="border-right:1px solid #000000;overflow:hidden;padding:0px 3px 0px 3px;vertical-align:bottom;text-align:center;">20</td> </tr> <tr style="height:20px;"> <td style="border-left:1px solid #000000;overflow:hidden;padding:0px 3px 0px 3px;vertical-align:bottom;font-weight:bold;"></td> <td data-sheets-value='{"1":2,"2":"Triple-walled"}' style="overflow:hidden; | skylux-160-ce-met-koepel-en-metaalopstand-met-lm-motor-en-windvang-1200-x-1200-mm | 8586006200653 | 46872293998925
Smoke and heat exhaust (SHEV) | SHE system | Skylux | Skylux 160° CE with skylight and metal curb with LM-actuator and spoiler 1200 x 1400 mm |  | 50985 | 5412970509851 | 4268.9 | Yes | 30-45 | 85.53 | 1200 x 1400 mm | 1400 | 1200 |  | metal curb M30 (30 cm high) | Rectangular | 5.17 W/m²K - 1.28 W/m²K | 87% - 32% | 90% - 32% | 20dB - 23dB | 160° CE (for industry) | skylight | with spoiler | E | Single actuator | Maximum four-walled skylight possible for this product | Ut-value LT-value g-value Rw-value EN 1873 : 2014 EN ISO 13468 EN 16153 EN 410 EN 410 EN ISO 140-3 Material Walls Shells (W/m²K) (%) (%) (dB) Acrylic Single-walled Clear (H) 5.17 90 87 - PMMA Single-walled Opal (O) 5.17 83 76 - Double-walled Clear (H/H) 2.90 81 75 20 Double-walled Opal (O/O) 2.90 69 58 20 Triple-walled Clear (H/H/H) 1.70 73 65 22 Triple-walled Opal (O/H/O) 1.70 62 51 22 Four-walled Clear (H/H/H/H) 1.28 64 54 23 Four-walled Opal (H/H/O/H) 1.28 59 48 23 Polycarbonate Single-walled Clear (A) 5.17 88 83 - PC Single-walled Opal (D) 5.17 58 60 - Double-walled Clear (A/H) 2.90 79 72 20 Double-walled Clear (A/A) 2.90 77 69 20 Double-walled Opal (A/O) 2.90 73 63 20 Double-walled Opal (A/D) 2.90 51 50 20 Triple-walled Clear (A/H/H) 1.70 71 63 22 Triple-walled Opal (A/O/O) 1.70 61 48 22 Four-walled Clear (A/H/H/H) 1.28 64 52 23 Four-walled Opal (A/H/O/H) 1.28 59 46 23 Polycarbonate Single-walled Heatstop Opal (T) 5.17 49 59 - Heatstop PC Double-walled Clear (T/H) 2.90 44 51 20 Double-walled Opal (T/O) 2.90 41 45 20 Triple-walled Clear (T/H/H) 1.70 40 <td data-sheets-numberformat='{"1":2,"2":"0","3":1}' data-sheets-value='{"1":3,"3":44}' style="overflow:hidden;paddin | https://skylux.eu/en/products/skylux-160-ce-met-koepel-en-metaalopstand-met-lm-motor-en-windvang-1200-x-1400-mm | https://skylux.eu/cdn/shop/files/Skylux-160deg-CE-met-koepel-en-metaalopstand-met-LM-motor-en-windvang-1200-x-1400-mm-RWA-systeem.jpg?v=1702977579&width=1600 | https://skylux.eu/cdn/shop/files/e5a82811-1bb0-48e4-a776-cacb59c7c092_d1b922fd-9749-441d-a305-80127986f38a.jpg?v=1688550411&width=1600 | //skylux.eu/cdn/shop/files/E_MH_Mounting_instructions_Skylux_160_CE_LM.pdf?v=12406716259046007223 | //skylux.eu/cdn/shop/files/E_TD_Technical_File_Skylux_Skylux_160_CE_Electric.pdf?v=3667116872303399239 | <style type="text/css" id="isPasted"> <!--td { border: 1px solid #cccccc; } br { mso-data-placement: same-cell; } --> </style> <table border="1" cellpadding="0" cellspacing="0" dir="ltr" style="table-layout:fixed;font-size:10pt;font-family:Arial;border-collapse:collapse;border:none;"><tbody> <tr style="height:20px;"> <td style="overflow:hidden;padding:0px 3px 0px 3px;vertical-align:bottom;"></td> <td style="overflow:hidden;padding:0px 3px 0px 3px;vertical-align:bottom;"></td> <td style="overflow:hidden;padding:0px 3px 0px 3px;vertical-align:bottom;"></td> <td data-sheets-value='{"1":2,"2":"Ut-value"}' style="overflow:hidden;padding:0px 3px 0px 3px;vertical-align:bottom;font-weight:bold;text-align:center;">Ut-value</td> <td data-sheets-value='{"1":2,"2":"LT-value"}' style="overflow:hidden;padding:0px 3px 0px 3px;vertical-align:bottom;font-weight:bold;text-align:center;">LT-value</td> <td data-sheets-value='{"1":2,"2":"g-value"}' style="overflow:hidden;padding:0px 3px 0px 3px;vertical-align:bottom;font-weight:bold;text-align:center;">g-value</td> <td data-sheets-value='{"1":2,"2":"Rw-value "}' style="overflow:hidden;padding:0px 3px 0px 3px;vertical-align:bottom;font-weight:bold;text-align:center;">Rw-value </td> </tr> <tr style="height:20px;"> <td style="overflow:hidden;padding:0px 3px 0px 3px;vertical-align:bottom;"></td> <td style="overflow:hidden;padding:0px 3px 0px 3px;vertical-align:bottom;"></td> <td style="overflow:hidden;padding:0px 3px 0px 3px;vertical-align:bottom;"></td> <td data-sheets-numberformat='{"1":2,"2":"0.00","3":1}' data-sheets-value='{"1":2,"2":"EN 1873 : 2014"}' style="overflow:hidden;padding:0px 3px 0px 3px;vertical-align:bottom;text-align:center;">EN 1873 : 2014</td> <td data-sheets-numberformat='{"1":2,"2":"0","3":1}' data-sheets-value='{"1":2,"2":"EN ISO 13468 EN 16153 EN 410"}' style="overflow:hidden;padding:0px 3px 0px 3px;vertical-align:bottom;text-align:center;">EN ISO 13468 EN 16153 EN 410</td> <td data-sheets-numberformat='{"1":2,"2":"0","3":1}' data-sheets-value='{"1":2,"2":"EN 410"}' style="overflow:hidden;padding:0px 3px 0px 3px;vertical-align:bottom;text-align:center;">EN 410</td> <td data-sheets-value='{"1":2,"2":"EN ISO 140-3\t\t"}' style="overflow:hidden;padding:0px 3px 0px 3px;vertical-align:bottom;text-align:center;">EN ISO 140-3 </td> </tr> <tr style="height:20px;"> <td data-sheets-value='{"1":2,"2":"Material"}' style="border-bottom:1px solid #000000;overflow:hidden;padding:0px 3px 0px 3px;vertical-align:bottom;background-color:#000000;font-weight:bold;color:#ffffff;">Material</td> <td data-sheets-value='{"1":2,"2":"Walls"}' style="border-bottom:1px solid #000000;overflow:hidden;padding:0px 3px 0px 3px;vertical-align:bottom;background-color:#000000;font-weight:bold;color:#ffffff;">Walls</td> <td data-sheets-value='{"1":2,"2":"Shells"}' style="border-bottom:1px solid #000000;overflow:hidden;padding:0px 3px 0px 3px;vertical-align:bottom;background-color:#000000;font-weight:bold;color:#ffffff;">Shells</td> <td data-sheets-numberformat='{"1":2,"2":"0.00","3":1}' data-sheets-value='{"1":2,"2":"(W/m²K)\t"}' style="border-bottom:1px solid #000000;overflow:hidden;padding:0px 3px 0px 3px;vertical-align:bottom;background-color:#000000;font-weight:bold;color:#ffffff;text-align:center;">(W/m²K) </td> <td data-sheets-numberformat='{"1":2,"2":"0","3":1}' data-sheets-value='{"1":2,"2":"(%)"}' style="border-bottom:1px solid #000000;overflow:hidden;padding:0px 3px 0px 3px;vertical-align:bottom;background-color:#000000;font-weight:bold;color:#ffffff;text-align:center;">(%)</td> <td data-sheets-numberformat='{"1":2,"2":"0","3":1}' data-sheets-value='{"1":2,"2":"(%)"}' style="border-bottom:1px solid #000000;overflow:hidden;padding:0px 3px 0px 3px;vertical-align:bottom;background-color:#000000;font-weight:bold;color:#ffffff;text-align:center;">(%)</td> <td data-sheets-value='{"1":2,"2":"(dB)"}' style="border-bottom:1px solid #000000;overflow:hidden;padding:0px 3px 0px 3px;vertical-align:bottom;background-color:#000000;font-weight:bold;color:#ffffff;text-align:center;">(dB)</td> </tr> <tr style="height:20px;"> <td data-sheets-value='{"1":2,"2":"Acrylic"}' style="border-left:1px solid #000000;overflow:hidden;padding:0px 3px 0px 3px;vertical-align:bottom;font-weight:bold;">Acrylic</td> <td data-sheets-value='{"1":2,"2":"Single-walled"}' style="overflow:hidden;padding:0px 3px 0px 3px;vertical-align:bottom;font-weight:bold;">Single-walled</td> <td data-sheets-value='{"1":2,"2":"Clear (H)"}' style="border-right:1px solid #000000;overflow:hidden;padding:0px 3px 0px 3px;vertical-align:bottom;font-weight:bold;">Clear (H)</td> <td data-sheets-numberformat='{"1":2,"2":"0.00","3":1}' data-sheets-value='{"1":3,"3":5.17}' style="overflow:hidden;padding:0px 3px 0px 3px;vertical-align:bottom;text-align:center;">5.17</td> <td data-sheets-numberformat='{"1":2,"2":"0","3":1}' data-sheets-value='{"1":3,"3":90}' style="overflow:hidden;padding:0px 3px 0px 3px;vertical-align:bottom;text-align:center;">90</td> <td data-sheets-numberformat='{"1":2,"2":"0","3":1}' data-sheets-value='{"1":3,"3":87}' style="overflow:hidden;padding:0px 3px 0px 3px;vertical-align:bottom;text-align:center;">87</td> <td data-sheets-numberformat='{"1":2,"2":"0","3":1}' data-sheets-value='{"1":2,"2":"-"}' style="border-right:1px solid #000000;overflow:hidden;padding:0px 3px 0px 3px;vertical-align:bottom;text-align:center;">-</td> </tr> <tr style="height:20px;"> <td data-sheets-value='{"1":2,"2":"PMMA"}' style="border-left:1px solid #000000;overflow:hidden;padding:0px 3px 0px 3px;vertical-align:bottom;font-weight:bold;">PMMA</td> <td data-sheets-value='{"1":2,"2":"Single-walled"}' style="overflow:hidden;padding:0px 3px 0px 3px;vertical-align:bottom;font-weight:bold;">Single-walled</td> <td data-sheets-value='{"1":2,"2":"Opal (O)"}' style="border-right:1px solid #000000;overflow:hidden;padding:0px 3px 0px 3px;vertical-align:bottom;font-weight:bold;">Opal (O)</td> <td data-sheets-numberformat='{"1":2,"2":"0.00","3":1}' data-sheets-value='{"1":3,"3":5.17}' style="overflow:hidden;padding:0px 3px 0px 3px;vertical-align:bottom;text-align:center;">5.17</td> <td data-sheets-numberformat='{"1":2,"2":"0","3":1}' data-sheets-value='{"1":3,"3":83}' style="overflow:hidden;padding:0px 3px 0px 3px;vertical-align:bottom;text-align:center;">83</td> <td data-sheets-numberformat='{"1":2,"2":"0","3":1}' data-sheets-value='{"1":3,"3":76}' style="overflow:hidden;padding:0px 3px 0px 3px;vertical-align:bottom;text-align:center;">76</td> <td data-sheets-numberformat='{"1":2,"2":"0","3":1}' data-sheets-value='{"1":2,"2":"-"}' style="border-right:1px solid #000000;overflow:hidden;padding:0px 3px 0px 3px;vertical-align:bottom;text-align:center;">-</td> </tr> <tr style="height:20px;"> <td style="border-left:1px solid #000000;overflow:hidden;padding:0px 3px 0px 3px;vertical-align:bottom;font-weight:bold;"></td> <td data-sheets-value='{"1":2,"2":"Double-walled"}' style="overflow:hidden;padding:0px 3px 0px 3px;vertical-align:bottom;font-weight:bold;">Double-walled</td> <td data-sheets-value='{"1":2,"2":"Clear (H/H)"}' style="border-right:1px solid #000000;overflow:hidden;padding:0px 3px 0px 3px;vertical-align:bottom;font-weight:bold;">Clear (H/H)</td> <td data-sheets-numberformat='{"1":2,"2":"0.00","3":1}' data-sheets-value='{"1":3,"3":2.9}' style="overflow:hidden;padding:0px 3px 0px 3px;vertical-align:bottom;text-align:center;">2.90</td> <td data-sheets-numberformat='{"1":2,"2":"0","3":1}' data-sheets-value='{"1":3,"3":81}' style="overflow:hidden;padding:0px 3px 0px 3px;vertical-align:bottom;text-align:center;">81</td> <td data-sheets-numberformat='{"1":2,"2":"0","3":1}' data-sheets-value='{"1":3,"3":75}' style="overflow:hidden;padding:0px 3px 0px 3px;vertical-align:bottom;text-align:center;">75</td> <td data-sheets-numberformat='{"1":2,"2":"0","3":1}' data-sheets-value='{"1":3,"3":20}' style="border-right:1px solid #000000;overflow:hidden;padding:0px 3px 0px 3px;vertical-align:bottom;text-align:center;">20</td> </tr> <tr style="height:20px;"> <td style="border-left:1px solid #000000;overflow:hidden;padding:0px 3px 0px 3px;vertical-align:bottom;font-weight:bold;"></td> <td data-sheets-value='{"1":2,"2":"Double-walled"}' style="overflow:hidden;padding:0px 3px 0px 3px;vertical-align:bottom;font-weight:bold;">Double-walled</td> <td data-sheets-value='{"1":2,"2":"Opal (O/O)"}' style="border-right:1px solid #000000;overflow:hidden;padding:0px 3px 0px 3px;vertical-align:bottom;font-weight:bold;">Opal (O/O)</td> <td data-sheets-numberformat='{"1":2,"2":"0.00","3":1}' data-sheets-value='{"1":3,"3":2.9}' style="overflow:hidden;padding:0px 3px 0px 3px;vertical-align:bottom;text-align:center;">2.90</td> <td data-sheets-numberformat='{"1":2,"2":"0","3":1}' data-sheets-value='{"1":3,"3":69}' style="overflow:hidden;padding:0px 3px 0px 3px;vertical-align:bottom;text-align:center;">69</td> <td data-sheets-numberformat='{"1":2,"2":"0","3":1}' data-sheets-value='{"1":3,"3":58}' style="overflow:hidden;padding:0px 3px 0px 3px;vertical-align:bottom;text-align:center;">58</td> <td data-sheets-numberformat='{"1":2,"2":"0","3":1}' data-sheets-value='{"1":3,"3":20}' style="border-right:1px solid #000000;overflow:hidden;padding:0px 3px 0px 3px;vertical-align:bottom;text-align:center;">20</td> </tr> <tr style="height:20px;"> <td style="border-left:1px solid #000000;overflow:hidden;padding:0px 3px 0px 3px;vertical-align:bottom;font-weight:bold;"></td> <td data-sheets-value='{"1":2,"2":"Triple-walled"}' style="overflow:hidden;padding:0px 3px 0px 3px;vertical-align:bottom;font-weight:bold;">Triple-walled</td> <td data-sheets-value='{"1":2,"2":"Clear (H/H/H)"}' style="border-right:1px solid #000000;overflow:hidden;padding:0px 3px 0px 3px;vertical-align:bottom;font-weight:bold;">Clear (H/H/H)</td> <td data-sheets-numberformat='{"1":2,"2":"0.00","3":1}' data-sheets-value='{"1":3,"3":1.7}' style="overflow:hidden;padding:0px 3px 0px 3px;vertical-align:bottom;text-align:center;">1.70</td> <td data-sheets-numberformat='{"1":2,"2":"0","3":1}' data-sheets-value='{"1":3,"3":73}' style="overflow:hidden;padding:0px 3px 0px 3px;vertical-align:bottom;text-align:center;">73</td> <td data-sheets-numberformat='{"1":2,"2":"0","3":1}' data-sheets-value='{"1":3,"3":65}' style="overflow:hidden;padding:0px 3px 0px 3px;vertical-align:bottom;text-align:center;">65</td> <td data-sheets-numberformat='{"1":2,"2":"0","3":1}' data-sheets-value='{"1":3,"3":22}' style="border-right:1px solid #000000;overflow:hidden;padding:0px 3px 0px 3px;vertical-align:bottom;text-align:center;">22</td> </tr> <tr style="height:20px;"> <td style="border-left:1px solid #000000;overflow:hidden;padding:0px 3px 0px 3px;vertical-align:bottom;font-weight:bold;"></td> <td data-sheets-value='{"1":2,"2":"Triple-walled"}' style="overflow:hidden;padding:0px 3px 0px 3px;vertical-align:bottom;font-weight:bold;">Triple-walled</td> <td data-sheets-value='{"1":2,"2":"Opal (O/H/O)"}' style="border-right:1px solid #000000;overflow:hidden;padding:0px 3px 0px 3px;vertical-align:bottom;font-weight:bold;">Opal (O/H/O)</td> <td data-sheets-numberformat='{"1":2,"2":"0.00","3":1}' data-sheets-value='{"1":3,"3":1.7}' style="overflow:hidden;padding:0px 3px 0px 3px;vertical-align:bottom;text-align:center;">1.70</td> <td data-sheets-numberformat='{"1":2,"2":"0","3":1}' data-sheets-value='{"1":3,"3":62}' style="overflow:hidden;padding:0px 3px 0px 3px;vertical-align:bottom;text-align:center;">62</td> <td data-sheets-numberformat='{"1":2,"2":"0","3":1}' data-sheets-value='{"1":3,"3":51}' style="overflow:hidden;padding:0px 3px 0px 3px;vertical-align:bottom;text-align:center;">51</td> <td data-sheets-numberformat='{"1":2,"2":"0","3":1}' data-sheets-value='{"1":3,"3":22}' style="border-right:1px solid #000000;overflow:hidden;padding:0px 3px 0px 3px;vertical-align:bottom;text-align:center;">22</td> </tr> <tr style="height:20px;"> <td style="border-left:1px solid #000000;overflow:hidden;padding:0px 3px 0px 3px;vertical-align:bottom;font-weight:bold;"></td> <td data-sheets-value='{"1":2,"2":"Four-walled"}' style="overflow:hidden;padding:0px 3px 0px 3px;vertical-align:bottom;font-weight:bold;">Four-walled</td> <td data-sheets-value='{"1":2,"2":"Clear (H/H/H/H)"}' style="border-right:1px solid #000000;overflow:hidden;padding:0px 3px 0px 3px;vertical-align:bottom;font-weight:bold;">Clear (H/H/H/H)</td> <td data-sheets-numberformat='{"1":2,"2":"0.00","3":1}' data-sheets-value='{"1":3,"3":1.28}' style="overflow:hidden;padding:0px 3px 0px 3px;vertical-align:bottom;text-align:center;">1.28</td> <td data-sheets-numberformat='{"1":2,"2":"0","3":1}' data-sheets-value='{"1":3,"3":64}' style="overflow:hidden;padding:0px 3px 0px 3px;vertical-align:bottom;text-align:center;">64</td> <td data-sheets-numberformat='{"1":2,"2":"0","3":1}' data-sheets-value='{"1":3,"3":54}' style="overflow:hidden;padding:0px 3px 0px 3px;vertical-align:bottom;text-align:center;">54</td> <td data-sheets-numberformat='{"1":2,"2":"0","3":1}' data-sheets-value='{"1":3,"3":23}' style="border-right:1px solid #000000;overflow:hidden;padding:0px 3px 0px 3px;vertical-align:bottom;text-align:center;">23</td> </tr> <tr style="height:20px;"> <td style="border-bottom:1px solid #000000;border-left:1px solid #000000;overflow:hidden;padding:0px 3px 0px 3px;vertical-align:bottom;"></td> <td data-sheets-value='{"1":2,"2":"Four-walled"}' style="border-bottom:1px solid #000000;overflow:hidden;padding:0px 3px 0px 3px;vertical-align:bottom;font-weight:bold;">Four-walled</td> <td data-sheets-value='{"1":2,"2":"Opal (H/H/O/H)"}' style="border-right:1px solid #000000;border-bottom:1px solid #000000;overflow:hidden;padding:0px 3px 0px 3px;vertical-align:bottom;font-weight:bold;">Opal (H/H/O/H)</td> <td data-sheets-numberformat='{"1":2,"2":"0.00","3":1}' data-sheets-value='{"1":3,"3":1.28}' style="border-bottom:1px solid #000000;overflow:hidden;padding:0px 3px 0px 3px;vertical-align:bottom;text-align:center;">1.28</td> <td data-sheets-numberformat='{"1":2,"2":"0","3":1}' data-sheets-value='{"1":3,"3":59}' style="border-bottom:1px solid #000000;overflow:hidden;padding:0px 3px 0px 3px;vertical-align:bottom;text-align:center;">59</td> <td data-sheets-numberformat='{"1":2,"2":"0","3":1}' data-sheets-value='{"1":3,"3":48}' style="border-bottom:1px solid #000000;overflow:hidden;padding:0px 3px 0px 3px;vertical-align:bottom;text-align:center;">48</td> <td data-sheets-numberformat='{"1":2,"2":"0","3":1}' data-sheets-value='{"1":3,"3":23}' style="border-right:1px solid #000000;border-bottom:1px solid #000000;overflow:hidden;padding:0px 3px 0px 3px;vertical-align:bottom;text-align:center;">23</td> </tr> <tr style="height:20px;"> <td data-sheets-value='{"1":2,"2":"Polycarbonate "}' style="border-left:1px solid #000000;overflow:hidden;padding:0px 3px 0px 3px;vertical-align:bottom;font-weight:bold;">Polycarbonate </td> <td data-sheets-value='{"1":2,"2":"Single-walled"}' style="overflow:hidden;padding:0px 3px 0px 3px;vertical-align:bottom;font-weight:bold;">Single-walled</td> <td data-sheets-value='{"1":2,"2":"Clear (A)"}' style="border-right:1px solid #000000;overflow:hidden;padding:0px 3px 0px 3px;vertical-align:bottom;font-weight:bold;">Clear (A)</td> <td data-sheets-numberformat='{"1":2,"2":"0.00","3":1}' data-sheets-value='{"1":3,"3":5.17}' style="overflow:hidden;padding:0px 3px 0px 3px;vertical-align:bottom;text-align:center;">5.17</td> <td data-sheets-numberformat='{"1":2,"2":"0","3":1}' data-sheets-value='{"1":3,"3":88}' style="overflow:hidden;padding:0px 3px 0px 3px;vertical-align:bottom;text-align:center;">88</td> <td data-sheets-numberformat='{"1":2,"2":"0","3":1}' data-sheets-value='{"1":3,"3":83}' style="overflow:hidden;padding:0px 3px 0px 3px;vertical-align:bottom;text-align:center;">83</td> <td data-sheets-numberformat='{"1":2,"2":"0","3":1}' data-sheets-value='{"1":2,"2":"-"}' style="border-right:1px solid #000000;overflow:hidden;padding:0px 3px 0px 3px;vertical-align:bottom;text-align:center;">-</td> </tr> <tr style="height:20px;"> <td data-sheets-value='{"1":2,"2":"PC"}' style="border-left:1px solid #000000;overflow:hidden;padding:0px 3px 0px 3px;vertical-align:bottom;font-weight:bold;">PC</td> <td data-sheets-value='{"1":2,"2":"Single-walled"}' style="overflow:hidden;padding:0px 3px 0px 3px;vertical-align:bottom;font-weight:bold;">Single-walled</td> <td data-sheets-value='{"1":2,"2":"Opal (D)"}' style="border-right:1px solid #000000;overflow:hidden;padding:0px 3px 0px 3px;vertical-align:bottom;font-weight:bold;">Opal (D)</td> <td data-sheets-numberformat='{"1":2,"2":"0.00","3":1}' data-sheets-value='{"1":3,"3":5.17}' style="overflow:hidden;padding:0px 3px 0px 3px;vertical-align:bottom;text-align:center;">5.17</td> <td data-sheets-numberformat='{"1":2,"2":"0","3":1}' data-sheets-value='{"1":3,"3":58}' style="overflow:hidden;padding:0px 3px 0px 3px;vertical-align:bottom;text-align:center;">58</td> <td data-sheets-numberformat='{"1":2,"2":"0","3":1}' data-sheets-value='{"1":3,"3":60}' style="overflow:hidden;padding:0px 3px 0px 3px;vertical-align:bottom;text-align:center;">60</td> <td data-sheets-numberformat='{"1":2,"2":"0","3":1}' data-sheets-value='{"1":2,"2":"-"}' style="border-right:1px solid #000000;overflow:hidden;padding:0px 3px 0px 3px;vertical-align:bottom;text-align:center;">-</td> </tr> <tr style="height:20px;"> <td style="border-left:1px solid #000000;overflow:hidden;padding:0px 3px 0px 3px;vertical-align:bottom;font-weight:bold;"></td> <td data-sheets-value='{"1":2,"2":"Double-walled"}' style="overflow:hidden;padding:0px 3px 0px 3px;vertical-align:bottom;font-weight:bold;">Double-walled</td> <td data-sheets-value='{"1":2,"2":"Clear (A/H)"}' style="border-right:1px solid #000000;overflow:hidden;padding:0px 3px 0px 3px;vertical-align:bottom;font-weight:bold;">Clear (A/H)</td> <td data-sheets-numberformat='{"1":2,"2":"0.00","3":1}' data-sheets-value='{"1":3,"3":2.9}' style="overflow:hidden;padding:0px 3px 0px 3px;vertical-align:bottom;text-align:center;">2.90</td> <td data-sheets-numberformat='{"1":2,"2":"0","3":1}' data-sheets-value='{"1":3,"3":79}' style="overflow:hidden;padding:0px 3px 0px 3px;vertical-align:bottom;text-align:center;">79</td> <td data-sheets-numberformat='{"1":2,"2":"0","3":1}' data-sheets-value='{"1":3,"3":72}' style="overflow:hidden;padding:0px 3px 0px 3px;vertical-align:bottom;text-align:center;">72</td> <td data-sheets-numberformat='{"1":2,"2":"0","3":1}' data-sheets-value='{"1":3,"3":20}' style="border-right:1px solid #000000;overflow:hidden;padding:0px 3px 0px 3px;vertical-align:bottom;text-align:center;">20</td> </tr> <tr style="height:20px;"> <td style="border-left:1px solid #000000;overflow:hidden;padding:0px 3px 0px 3px;vertical-align:bottom;font-weight:bold;"></td> <td data-sheets-value='{"1":2,"2":"Double-walled"}' style="overflow:hidden;padding:0px 3px 0px 3px;vertical-align:bottom;font-weight:bold;">Double-walled</td> <td data-sheets-value='{"1":2,"2":"Clear (A/A)"}' style="border-right:1px solid #000000;overflow:hidden;padding:0px 3px 0px 3px;vertical-align:bottom;font-weight:bold;">Clear (A/A)</td> <td data-sheets-numberformat='{"1":2,"2":"0.00","3":1}' data-sheets-value='{"1":3,"3":2.9}' style="overflow:hidden;padding:0px 3px 0px 3px;vertical-align:bottom;text-align:center;">2.90</td> <td data-sheets-numberformat='{"1":2,"2":"0","3":1}' data-sheets-value='{"1":3,"3":77}' style="overflow:hidden;padding:0px 3px 0px 3px;vertical-align:bottom;text-align:center;">77</td> <td data-sheets-numberformat='{"1":2,"2":"0","3":1}' data-sheets-value='{"1":3,"3":69}' style="overflow:hidden;padding:0px 3px 0px 3px;vertical-align:bottom;text-align:center;">69</td> <td data-sheets-numberformat='{"1":2,"2":"0","3":1}' data-sheets-value='{"1":3,"3":20}' style="border-right:1px solid #000000;overflow:hidden;padding:0px 3px 0px 3px;vertical-align:bottom;text-align:center;">20</td> </tr> <tr style="height:20px;"> <td style="border-left:1px solid #000000;overflow:hidden;padding:0px 3px 0px 3px;vertical-align:bottom;font-weight:bold;"></td> <td data-sheets-value='{"1":2,"2":"Double-walled"}' style="overflow:hidden;padding:0px 3px 0px 3px;vertical-align:bottom;font-weight:bold;">Double-walled</td> <td data-sheets-value='{"1":2,"2":"Opal (A/O)"}' style="border-right:1px solid #000000;overflow:hidden;padding:0px 3px 0px 3px;vertical-align:bottom;font-weight:bold;">Opal (A/O)</td> <td data-sheets-numberformat='{"1":2,"2":"0.00","3":1}' data-sheets-value='{"1":3,"3":2.9}' style="overflow:hidden;padding:0px 3px 0px 3px;vertical-align:bottom;text-align:center;">2.90</td> <td data-sheets-numberformat='{"1":2,"2":"0","3":1}' data-sheets-value='{"1":3,"3":73}' style="overflow:hidden;padding:0px 3px 0px 3px;vertical-align:bottom;text-align:center;">73</td> <td data-sheets-numberformat='{"1":2,"2":"0","3":1}' data-sheets-value='{"1":3,"3":63}' style="overflow:hidden;padding:0px 3px 0px 3px;vertical-align:bottom;text-align:center;">63</td> <td data-sheets-numberformat='{"1":2,"2":"0","3":1}' data-sheets-value='{"1":3,"3":20}' style="border-right:1px solid #000000;overflow:hidden;padding:0px 3px 0px 3px;vertical-align:bottom;text-align:center;">20</td> </tr> <tr style="height:20px;"> <td style="border-left:1px solid #000000;overflow:hidden;padding:0px 3px 0px 3px;vertical-align:bottom;font-weight:bold;"></td> <td data-sheets-value='{"1":2,"2":"Double-walled"}' style="overflow:hidden;padding:0px 3px 0px 3px;vertical-align:bottom;font-weight:bold;">Double-walled</td> <td data-sheets-value='{"1":2,"2":"Opal (A/D)"}' style="border-right:1px solid #000000;overflow:hidden;padding:0px 3px 0px 3px;vertical-align:bottom;font-weight:bold;">Opal (A/D)</td> <td data-sheets-numberformat='{"1":2,"2":"0.00","3":1}' data-sheets-value='{"1":3,"3":2.9}' style="overflow:hidden;padding:0px 3px 0px 3px;vertical-align:bottom;text-align:center;">2.90</td> <td data-sheets-numberformat='{"1":2,"2":"0","3":1}' data-sheets-value='{"1":3,"3":51}' style="overflow:hidden;padding:0px 3px 0px 3px;vertical-align:bottom;text-align:center;">51</td> <td data-sheets-numberformat='{"1":2,"2":"0","3":1}' data-sheets-value='{"1":3,"3":50}' style="overflow:hidden;padding:0px 3px 0px 3px;vertical-align:bottom;text-align:center;">50</td> <td data-sheets-numberformat='{"1":2,"2":"0","3":1}' data-sheets-value='{"1":3,"3":20}' style="border-right:1px solid #000000;overflow:hidden;padding:0px 3px 0px 3px;vertical-align:bottom;text-align:center;">20</td> </tr> <tr style="height:20px;"> <td style="border-left:1px solid #000000;overflow:hidden;padding:0px 3px 0px 3px;vertical-align:bottom;font-weight:bold;"></td> <td data-sheets-value='{"1":2,"2":"Triple-walled"}' style="overflow:hidden;padding:0px 3px 0px 3px;vertical-align:bottom;font-weight:bold;">Triple-walled</td> <td data-sheets-value='{"1":2,"2":"Clear (A/H/H)"}' style="border-right:1px solid #000000;overflow:hidden;padding:0px 3px 0px 3px;vertical-align:bottom;font-weight:bold;">Clear (A/H/H)</td> <td data-sheets-numberformat='{"1":2,"2":"0.00","3":1}' data-sheets-value='{"1":3,"3":1.7}' style="overflow:hidden;padding:0px 3px 0px 3px;vertical-align:bottom;text-align:center;">1.70</td> <td data-sheets-numberformat='{"1":2,"2":"0","3":1}' data-sheets-value='{"1":3,"3":71}' style="overflow:hidden;padding:0px 3px 0px 3px;vertical-align:bottom;text-align:center;">71</td> <td data-sheets-numberformat='{"1":2,"2":"0","3":1}' data-sheets-value='{"1":3,"3":63}' style="overflow:hidden;padding:0px 3px 0px 3px;vertical-align:bottom;text-align:center;">63</td> <td data-sheets-numberformat='{"1":2,"2":"0","3":1}' data-sheets-value='{"1":3,"3":22}' style="border-right:1px solid #000000;overflow:hidden;padding:0px 3px 0px 3px;vertical-align:bottom;text-align:center;">22</td> </tr> <tr style="height:20px;"> <td style="border-left:1px solid #000000;overflow:hidden;padding:0px 3px 0px 3px;vertical-align:bottom;font-weight:bold;"></td> <td data-sheets-value='{"1":2,"2":"Triple-walled"}' style="overflow:hidden;padding:0px 3px 0px 3px;vertical-align:bottom;font-weight:bold;">Triple-walled</td> <td data-sheets-value='{"1":2,"2":"Opal (A/O/O)"}' style="border-right:1px solid #000000;overflow:hidden;padding:0px 3px 0px 3px;vertical-align:bottom;font-weight:bold;">Opal (A/O/O)</td> <td data-sheets-numberformat='{"1":2,"2":"0.00","3":1}' data-sheets-value='{"1":3,"3":1.7}' style="overflow:hidden;padding:0px 3px 0px 3px;vertical-align:bottom;text-align:center;">1.70</td> <td data-sheets-numberformat='{"1":2,"2":"0","3":1}' data-sheets-value='{"1":3,"3":61}' style="overflow:hidden;padding:0px 3px 0px 3px;vertical-align:bottom;text-align:center;">61</td> <td data-sheets-numberformat='{"1":2,"2":"0","3":1}' data-sheets-value='{"1":3,"3":48}' style="overflow:hidden;padding:0px 3px 0px 3px;vertical-align:bottom;text-align:center;">48</td> <td data-sheets-numberformat='{"1":2,"2":"0","3":1}' data-sheets-value='{"1":3,"3":22}' style="border-right:1px solid #000000;overflow:hidden;padding:0px 3px 0px 3px;vertical-align:bottom;text-align:center;">22</td> </tr> <tr style="height:20px;"> <td style="border-left:1px solid #000000;overflow:hidden;padding:0px 3px 0px 3px;vertical-align:bottom;font-weight:bold;"></td> <td data-sheets-value='{"1":2,"2":"Four-walled"}' style="overflow:hidden;padding:0px 3px 0px 3px;vertical-align:bottom;font-weight:bold;">Four-walled</td> <td data-sheets-value='{"1":2,"2":"Clear (A/H/H/H)"}' style="border-right:1px solid #000000;overflow:hidden;padding:0px 3px 0px 3px;vertical-align:bottom;font-weight:bold;">Clear (A/H/H/H)</td> <td data-sheets-numberformat='{"1":2,"2":"0.00","3":1}' data-sheets-value='{"1":3,"3":1.28}' style="overflow:hidden;padding:0px 3px 0px 3px;vertical-align:bottom;text-align:center;">1.28</td> <td data-sheets-numberformat='{"1":2,"2":"0","3":1}' data-sheets-value='{"1":3,"3":64}' style="overflow:hidden;padding:0px 3px 0px 3px;vertical-align:bottom;text-align:center;">64</td> <td data-sheets-numberformat='{"1":2,"2":"0","3":1}' data-sheets-value='{"1":3,"3":52}' style="overflow:hidden;padding:0px 3px 0px 3px;vertical-align:bottom;text-align:center;">52</td> <td data-sheets-numberformat='{"1":2,"2":"0","3":1}' data-sheets-value='{"1":3,"3":23}' style="border-right:1px solid #000000;overflow:hidden;padding:0px 3px 0px 3px;vertical-align:bottom;text-align:center;">23</td> </tr> <tr style="height:20px;"> <td style="border-bottom:1px solid #000000;border-left:1px solid #000000;overflow:hidden;padding:0px 3px 0px 3px;vertical-align:bottom;"></td> <td data-sheets-value='{"1":2,"2":"Four-walled"}' style="border-bottom:1px solid #000000;overflow:hidden;padding:0px 3px 0px 3px;vertical-align:bottom;font-weight:bold;">Four-walled</td> <td data-sheets-value='{"1":2,"2":"Opal (A/H/O/H)"}' style="border-right:1px solid #000000;border-bottom:1px solid #000000;overflow:hidden;padding:0px 3px 0px 3px;vertical-align:bottom;font-weight:bold;">Opal (A/H/O/H)</td> <td data-sheets-numberformat='{"1":2,"2":"0.00","3":1}' data-sheets-value='{"1":3,"3":1.28}' style="border-bottom:1px solid #000000;overflow:hidden;padding:0px 3px 0px 3px;vertical-align:bottom;text-align:center;">1.28</td> <td data-sheets-numberformat='{"1":2,"2":"0","3":1}' data-sheets-value='{"1":3,"3":59}' style="border-bottom:1px solid #000000;overflow:hidden;padding:0px 3px 0px 3px;vertical-align:bottom;text-align:center;">59</td> <td data-sheets-numberformat='{"1":2,"2":"0","3":1}' data-sheets-value='{"1":3,"3":46}' style="border-bottom:1px solid #000000;overflow:hidden;padding:0px 3px 0px 3px;vertical-align:bottom;text-align:center;">46</td> <td data-sheets-numberformat='{"1":2,"2":"0","3":1}' data-sheets-value='{"1":3,"3":23}' style="border-right:1px solid #000000;border-bottom:1px solid #000000;overflow:hidden;padding:0px 3px 0px 3px;vertical-align:bottom;text-align:center;">23</td> </tr> <tr style="height:20px;"> <td data-sheets-value='{"1":2,"2":"Polycarbonate"}' style="border-left:1px solid #000000;overflow:hidden;padding:0px 3px 0px 3px;vertical-align:bottom;font-weight:bold;">Polycarbonate</td> <td data-sheets-value='{"1":2,"2":"Single-walled"}' style="overflow:hidden;padding:0px 3px 0px 3px;vertical-align:bottom;font-weight:bold;">Single-walled</td> <td data-sheets-value='{"1":2,"2":"Heatstop Opal (T)"}' style="border-right:1px solid #000000;overflow:hidden;padding:0px 3px 0px 3px;vertical-align:bottom;font-weight:bold;">Heatstop Opal (T)</td> <td data-sheets-numberformat='{"1":2,"2":"0.00","3":1}' data-sheets-value='{"1":3,"3":5.17}' style="overflow:hidden;padding:0px 3px 0px 3px;vertical-align:bottom;text-align:center;">5.17</td> <td data-sheets-numberformat='{"1":2,"2":"0","3":1}' data-sheets-value='{"1":3,"3":49}' style="overflow:hidden;padding:0px 3px 0px 3px;vertical-align:bottom;text-align:center;">49</td> <td data-sheets-numberformat='{"1":2,"2":"0","3":1}' data-sheets-value='{"1":3,"3":59}' style="overflow:hidden;padding:0px 3px 0px 3px;vertical-align:bottom;text-align:center;">59</td> <td data-sheets-numberformat='{"1":2,"2":"0","3":1}' data-sheets-value='{"1":2,"2":"-"}' style="border-right:1px solid #000000;overflow:hidden;padding:0px 3px 0px 3px;vertical-align:bottom;text-align:center;">-</td> </tr> <tr style="height:20px;"> <td data-sheets-value='{"1":2,"2":"Heatstop PC"}' style="border-left:1px solid #000000;overflow:hidden;padding:0px 3px 0px 3px;vertical-align:bottom;font-weight:bold;">Heatstop PC</td> <td data-sheets-value='{"1":2,"2":"Double-walled"}' style="overflow:hidden;padding:0px 3px 0px 3px;vertical-align:bottom;font-weight:bold;">Double-walled</td> <td data-sheets-value='{"1":2,"2":"Clear (T/H)"}' style="border-right:1px solid #000000;overflow:hidden;padding:0px 3px 0px 3px;vertical-align:bottom;font-weight:bold;">Clear (T/H)</td> <td data-sheets-numberformat='{"1":2,"2":"0.00","3":1}' data-sheets-value='{"1":3,"3":2.9}' style="overflow:hidden;padding:0px 3px 0px 3px;vertical-align:bottom;text-align:center;">2.90</td> <td data-sheets-numberformat='{"1":2,"2":"0","3":1}' data-sheets-value='{"1":3,"3":44}' style="overflow:hidden;padding:0px 3px 0px 3px;vertical-align:bottom;text-align:center;">44</td> <td data-sheets-numberformat='{"1":2,"2":"0","3":1}' data-sheets-value='{"1":3,"3":51}' style="overflow:hidden;padding:0px 3px 0px 3px;vertical-align:bottom;text-align:center;">51</td> <td data-sheets-numberformat='{"1":2,"2":"0","3":1}' data-sheets-value='{"1":3,"3":20}' style="border-right:1px solid #000000;overflow:hidden;padding:0px 3px 0px 3px;vertical-align:bottom;text-align:center;">20</td> </tr> <tr style="height:20px;"> <td style="border-left:1px solid #000000;overflow:hidden;padding:0px 3px 0px 3px;vertical-align:bottom;font-weight:bold;"></td> <td data-sheets-value='{"1":2,"2":"Double-walled"}' style="overflow:hidden;padding:0px 3px 0px 3px;vertical-align:bottom;font-weight:bold;">Double-walled</td> <td data-sheets-value='{"1":2,"2":"Opal (T/O)"}' style="border-right:1px solid #000000;overflow:hidden;padding:0px 3px 0px 3px;vertical-align:bottom;font-weight:bold;">Opal (T/O)</td> <td data-sheets-numberformat='{"1":2,"2":"0.00","3":1}' data-sheets-value='{"1":3,"3":2.9}' style="overflow:hidden;padding:0px 3px 0px 3px;vertical-align:bottom;text-align:center;">2.90</td> <td data-sheets-numberformat='{"1":2,"2":"0","3":1}' data-sheets-value='{"1":3,"3":41}' style="overflow:hidden;padding:0px 3px 0px 3px;vertical-align:bottom;text-align:center;">41</td> <td data-sheets-numberformat='{"1":2,"2":"0","3":1}' data-sheets-value='{"1":3,"3":45}' style="overflow:hidden;padding:0px 3px 0px 3px;vertical-align:bottom;text-align:center;">45</td> <td data-sheets-numberformat='{"1":2,"2":"0","3":1}' data-sheets-value='{"1":3,"3":20}' style="border-right:1px solid #000000;overflow:hidden;padding:0px 3px 0px 3px;vertical-align:bottom;text-align:center;">20</td> </tr> <tr style="height:20px;"> <td style="border-left:1px solid #000000;overflow:hidden;padding:0px 3px 0px 3px;vertical-align:bottom;font-weight:bold;"></td> <td data-sheets-value='{"1":2,"2":"Triple-walled"}' style="overflow:hidden; | skylux-160-ce-met-koepel-en-metaalopstand-met-lm-motor-en-windvang-1200-x-1400-mm | 8586006266189 | 46872294097229
Smoke and heat exhaust (SHEV) | SHE system | Skylux | Skylux 160° CE with skylight and metal curb with LM-actuator and spoiler 1200 x 1500 mm |  | 50986 | 5412970509868 | 4500 | Yes | 30-45 | 86.29 | 1200 x 1500 mm | 1500 | 1200 |  | metal curb M30 (30 cm high) | Rectangular | 5.17 W/m²K - 1.28 W/m²K | 87% - 32% | 90% - 32% | 20dB - 23dB | 160° CE (for industry) | skylight | with spoiler | E | Single actuator | Maximum four-walled skylight possible for this product | Ut-value LT-value g-value Rw-value EN 1873 : 2014 EN ISO 13468 EN 16153 EN 410 EN 410 EN ISO 140-3 Material Walls Shells (W/m²K) (%) (%) (dB) Acrylic Single-walled Clear (H) 5.17 90 87 - PMMA Single-walled Opal (O) 5.17 83 76 - Double-walled Clear (H/H) 2.90 81 75 20 Double-walled Opal (O/O) 2.90 69 58 20 Triple-walled Clear (H/H/H) 1.70 73 65 22 Triple-walled Opal (O/H/O) 1.70 62 51 22 Four-walled Clear (H/H/H/H) 1.28 64 54 23 Four-walled Opal (H/H/O/H) 1.28 59 48 23 Polycarbonate Single-walled Clear (A) 5.17 88 83 - PC Single-walled Opal (D) 5.17 58 60 - Double-walled Clear (A/H) 2.90 79 72 20 Double-walled Clear (A/A) 2.90 77 69 20 Double-walled Opal (A/O) 2.90 73 63 20 Double-walled Opal (A/D) 2.90 51 50 20 Triple-walled Clear (A/H/H) 1.70 71 63 22 Triple-walled Opal (A/O/O) 1.70 61 48 22 Four-walled Clear (A/H/H/H) 1.28 64 52 23 Four-walled Opal (A/H/O/H) 1.28 59 46 23 Polycarbonate Single-walled Heatstop Opal (T) 5.17 49 59 - Heatstop PC Double-walled Clear (T/H) 2.90 44 51 20 Double-walled Opal (T/O) 2.90 41 45 20 Triple-walled Clear (T/H/H) 1.70 40 <td data-sheets-numberformat='{"1":2,"2":"0","3":1}' data-sheets-value='{"1":3,"3":44}' style="overflow:hidden;paddin | https://skylux.eu/en/products/skylux-160-ce-met-koepel-en-metaalopstand-met-lm-motor-en-windvang-1200-x-1500-mm | https://skylux.eu/cdn/shop/files/Skylux-160deg-CE-met-koepel-en-metaalopstand-met-LM-motor-en-windvang-1200-x-1500-mm-RWA-systeem.jpg?v=1702977584&width=1600 | https://skylux.eu/cdn/shop/files/e5a82811-1bb0-48e4-a776-cacb59c7c092_f1a97d7a-df2f-4e23-ab84-3fcdf76c7089.jpg?v=1688550412&width=1600 | //skylux.eu/cdn/shop/files/E_MH_Mounting_instructions_Skylux_160_CE_LM.pdf?v=12406716259046007223 | //skylux.eu/cdn/shop/files/E_TD_Technical_File_Skylux_Skylux_160_CE_Electric.pdf?v=3667116872303399239 | <style type="text/css" id="isPasted"> <!--td { border: 1px solid #cccccc; } br { mso-data-placement: same-cell; } --> </style> <table border="1" cellpadding="0" cellspacing="0" dir="ltr" style="table-layout:fixed;font-size:10pt;font-family:Arial;border-collapse:collapse;border:none;"><tbody> <tr style="height:20px;"> <td style="overflow:hidden;padding:0px 3px 0px 3px;vertical-align:bottom;"></td> <td style="overflow:hidden;padding:0px 3px 0px 3px;vertical-align:bottom;"></td> <td style="overflow:hidden;padding:0px 3px 0px 3px;vertical-align:bottom;"></td> <td data-sheets-value='{"1":2,"2":"Ut-value"}' style="overflow:hidden;padding:0px 3px 0px 3px;vertical-align:bottom;font-weight:bold;text-align:center;">Ut-value</td> <td data-sheets-value='{"1":2,"2":"LT-value"}' style="overflow:hidden;padding:0px 3px 0px 3px;vertical-align:bottom;font-weight:bold;text-align:center;">LT-value</td> <td data-sheets-value='{"1":2,"2":"g-value"}' style="overflow:hidden;padding:0px 3px 0px 3px;vertical-align:bottom;font-weight:bold;text-align:center;">g-value</td> <td data-sheets-value='{"1":2,"2":"Rw-value "}' style="overflow:hidden;padding:0px 3px 0px 3px;vertical-align:bottom;font-weight:bold;text-align:center;">Rw-value </td> </tr> <tr style="height:20px;"> <td style="overflow:hidden;padding:0px 3px 0px 3px;vertical-align:bottom;"></td> <td style="overflow:hidden;padding:0px 3px 0px 3px;vertical-align:bottom;"></td> <td style="overflow:hidden;padding:0px 3px 0px 3px;vertical-align:bottom;"></td> <td data-sheets-numberformat='{"1":2,"2":"0.00","3":1}' data-sheets-value='{"1":2,"2":"EN 1873 : 2014"}' style="overflow:hidden;padding:0px 3px 0px 3px;vertical-align:bottom;text-align:center;">EN 1873 : 2014</td> <td data-sheets-numberformat='{"1":2,"2":"0","3":1}' data-sheets-value='{"1":2,"2":"EN ISO 13468 EN 16153 EN 410"}' style="overflow:hidden;padding:0px 3px 0px 3px;vertical-align:bottom;text-align:center;">EN ISO 13468 EN 16153 EN 410</td> <td data-sheets-numberformat='{"1":2,"2":"0","3":1}' data-sheets-value='{"1":2,"2":"EN 410"}' style="overflow:hidden;padding:0px 3px 0px 3px;vertical-align:bottom;text-align:center;">EN 410</td> <td data-sheets-value='{"1":2,"2":"EN ISO 140-3\t\t"}' style="overflow:hidden;padding:0px 3px 0px 3px;vertical-align:bottom;text-align:center;">EN ISO 140-3 </td> </tr> <tr style="height:20px;"> <td data-sheets-value='{"1":2,"2":"Material"}' style="border-bottom:1px solid #000000;overflow:hidden;padding:0px 3px 0px 3px;vertical-align:bottom;background-color:#000000;font-weight:bold;color:#ffffff;">Material</td> <td data-sheets-value='{"1":2,"2":"Walls"}' style="border-bottom:1px solid #000000;overflow:hidden;padding:0px 3px 0px 3px;vertical-align:bottom;background-color:#000000;font-weight:bold;color:#ffffff;">Walls</td> <td data-sheets-value='{"1":2,"2":"Shells"}' style="border-bottom:1px solid #000000;overflow:hidden;padding:0px 3px 0px 3px;vertical-align:bottom;background-color:#000000;font-weight:bold;color:#ffffff;">Shells</td> <td data-sheets-numberformat='{"1":2,"2":"0.00","3":1}' data-sheets-value='{"1":2,"2":"(W/m²K)\t"}' style="border-bottom:1px solid #000000;overflow:hidden;padding:0px 3px 0px 3px;vertical-align:bottom;background-color:#000000;font-weight:bold;color:#ffffff;text-align:center;">(W/m²K) </td> <td data-sheets-numberformat='{"1":2,"2":"0","3":1}' data-sheets-value='{"1":2,"2":"(%)"}' style="border-bottom:1px solid #000000;overflow:hidden;padding:0px 3px 0px 3px;vertical-align:bottom;background-color:#000000;font-weight:bold;color:#ffffff;text-align:center;">(%)</td> <td data-sheets-numberformat='{"1":2,"2":"0","3":1}' data-sheets-value='{"1":2,"2":"(%)"}' style="border-bottom:1px solid #000000;overflow:hidden;padding:0px 3px 0px 3px;vertical-align:bottom;background-color:#000000;font-weight:bold;color:#ffffff;text-align:center;">(%)</td> <td data-sheets-value='{"1":2,"2":"(dB)"}' style="border-bottom:1px solid #000000;overflow:hidden;padding:0px 3px 0px 3px;vertical-align:bottom;background-color:#000000;font-weight:bold;color:#ffffff;text-align:center;">(dB)</td> </tr> <tr style="height:20px;"> <td data-sheets-value='{"1":2,"2":"Acrylic"}' style="border-left:1px solid #000000;overflow:hidden;padding:0px 3px 0px 3px;vertical-align:bottom;font-weight:bold;">Acrylic</td> <td data-sheets-value='{"1":2,"2":"Single-walled"}' style="overflow:hidden;padding:0px 3px 0px 3px;vertical-align:bottom;font-weight:bold;">Single-walled</td> <td data-sheets-value='{"1":2,"2":"Clear (H)"}' style="border-right:1px solid #000000;overflow:hidden;padding:0px 3px 0px 3px;vertical-align:bottom;font-weight:bold;">Clear (H)</td> <td data-sheets-numberformat='{"1":2,"2":"0.00","3":1}' data-sheets-value='{"1":3,"3":5.17}' style="overflow:hidden;padding:0px 3px 0px 3px;vertical-align:bottom;text-align:center;">5.17</td> <td data-sheets-numberformat='{"1":2,"2":"0","3":1}' data-sheets-value='{"1":3,"3":90}' style="overflow:hidden;padding:0px 3px 0px 3px;vertical-align:bottom;text-align:center;">90</td> <td data-sheets-numberformat='{"1":2,"2":"0","3":1}' data-sheets-value='{"1":3,"3":87}' style="overflow:hidden;padding:0px 3px 0px 3px;vertical-align:bottom;text-align:center;">87</td> <td data-sheets-numberformat='{"1":2,"2":"0","3":1}' data-sheets-value='{"1":2,"2":"-"}' style="border-right:1px solid #000000;overflow:hidden;padding:0px 3px 0px 3px;vertical-align:bottom;text-align:center;">-</td> </tr> <tr style="height:20px;"> <td data-sheets-value='{"1":2,"2":"PMMA"}' style="border-left:1px solid #000000;overflow:hidden;padding:0px 3px 0px 3px;vertical-align:bottom;font-weight:bold;">PMMA</td> <td data-sheets-value='{"1":2,"2":"Single-walled"}' style="overflow:hidden;padding:0px 3px 0px 3px;vertical-align:bottom;font-weight:bold;">Single-walled</td> <td data-sheets-value='{"1":2,"2":"Opal (O)"}' style="border-right:1px solid #000000;overflow:hidden;padding:0px 3px 0px 3px;vertical-align:bottom;font-weight:bold;">Opal (O)</td> <td data-sheets-numberformat='{"1":2,"2":"0.00","3":1}' data-sheets-value='{"1":3,"3":5.17}' style="overflow:hidden;padding:0px 3px 0px 3px;vertical-align:bottom;text-align:center;">5.17</td> <td data-sheets-numberformat='{"1":2,"2":"0","3":1}' data-sheets-value='{"1":3,"3":83}' style="overflow:hidden;padding:0px 3px 0px 3px;vertical-align:bottom;text-align:center;">83</td> <td data-sheets-numberformat='{"1":2,"2":"0","3":1}' data-sheets-value='{"1":3,"3":76}' style="overflow:hidden;padding:0px 3px 0px 3px;vertical-align:bottom;text-align:center;">76</td> <td data-sheets-numberformat='{"1":2,"2":"0","3":1}' data-sheets-value='{"1":2,"2":"-"}' style="border-right:1px solid #000000;overflow:hidden;padding:0px 3px 0px 3px;vertical-align:bottom;text-align:center;">-</td> </tr> <tr style="height:20px;"> <td style="border-left:1px solid #000000;overflow:hidden;padding:0px 3px 0px 3px;vertical-align:bottom;font-weight:bold;"></td> <td data-sheets-value='{"1":2,"2":"Double-walled"}' style="overflow:hidden;padding:0px 3px 0px 3px;vertical-align:bottom;font-weight:bold;">Double-walled</td> <td data-sheets-value='{"1":2,"2":"Clear (H/H)"}' style="border-right:1px solid #000000;overflow:hidden;padding:0px 3px 0px 3px;vertical-align:bottom;font-weight:bold;">Clear (H/H)</td> <td data-sheets-numberformat='{"1":2,"2":"0.00","3":1}' data-sheets-value='{"1":3,"3":2.9}' style="overflow:hidden;padding:0px 3px 0px 3px;vertical-align:bottom;text-align:center;">2.90</td> <td data-sheets-numberformat='{"1":2,"2":"0","3":1}' data-sheets-value='{"1":3,"3":81}' style="overflow:hidden;padding:0px 3px 0px 3px;vertical-align:bottom;text-align:center;">81</td> <td data-sheets-numberformat='{"1":2,"2":"0","3":1}' data-sheets-value='{"1":3,"3":75}' style="overflow:hidden;padding:0px 3px 0px 3px;vertical-align:bottom;text-align:center;">75</td> <td data-sheets-numberformat='{"1":2,"2":"0","3":1}' data-sheets-value='{"1":3,"3":20}' style="border-right:1px solid #000000;overflow:hidden;padding:0px 3px 0px 3px;vertical-align:bottom;text-align:center;">20</td> </tr> <tr style="height:20px;"> <td style="border-left:1px solid #000000;overflow:hidden;padding:0px 3px 0px 3px;vertical-align:bottom;font-weight:bold;"></td> <td data-sheets-value='{"1":2,"2":"Double-walled"}' style="overflow:hidden;padding:0px 3px 0px 3px;vertical-align:bottom;font-weight:bold;">Double-walled</td> <td data-sheets-value='{"1":2,"2":"Opal (O/O)"}' style="border-right:1px solid #000000;overflow:hidden;padding:0px 3px 0px 3px;vertical-align:bottom;font-weight:bold;">Opal (O/O)</td> <td data-sheets-numberformat='{"1":2,"2":"0.00","3":1}' data-sheets-value='{"1":3,"3":2.9}' style="overflow:hidden;padding:0px 3px 0px 3px;vertical-align:bottom;text-align:center;">2.90</td> <td data-sheets-numberformat='{"1":2,"2":"0","3":1}' data-sheets-value='{"1":3,"3":69}' style="overflow:hidden;padding:0px 3px 0px 3px;vertical-align:bottom;text-align:center;">69</td> <td data-sheets-numberformat='{"1":2,"2":"0","3":1}' data-sheets-value='{"1":3,"3":58}' style="overflow:hidden;padding:0px 3px 0px 3px;vertical-align:bottom;text-align:center;">58</td> <td data-sheets-numberformat='{"1":2,"2":"0","3":1}' data-sheets-value='{"1":3,"3":20}' style="border-right:1px solid #000000;overflow:hidden;padding:0px 3px 0px 3px;vertical-align:bottom;text-align:center;">20</td> </tr> <tr style="height:20px;"> <td style="border-left:1px solid #000000;overflow:hidden;padding:0px 3px 0px 3px;vertical-align:bottom;font-weight:bold;"></td> <td data-sheets-value='{"1":2,"2":"Triple-walled"}' style="overflow:hidden;padding:0px 3px 0px 3px;vertical-align:bottom;font-weight:bold;">Triple-walled</td> <td data-sheets-value='{"1":2,"2":"Clear (H/H/H)"}' style="border-right:1px solid #000000;overflow:hidden;padding:0px 3px 0px 3px;vertical-align:bottom;font-weight:bold;">Clear (H/H/H)</td> <td data-sheets-numberformat='{"1":2,"2":"0.00","3":1}' data-sheets-value='{"1":3,"3":1.7}' style="overflow:hidden;padding:0px 3px 0px 3px;vertical-align:bottom;text-align:center;">1.70</td> <td data-sheets-numberformat='{"1":2,"2":"0","3":1}' data-sheets-value='{"1":3,"3":73}' style="overflow:hidden;padding:0px 3px 0px 3px;vertical-align:bottom;text-align:center;">73</td> <td data-sheets-numberformat='{"1":2,"2":"0","3":1}' data-sheets-value='{"1":3,"3":65}' style="overflow:hidden;padding:0px 3px 0px 3px;vertical-align:bottom;text-align:center;">65</td> <td data-sheets-numberformat='{"1":2,"2":"0","3":1}' data-sheets-value='{"1":3,"3":22}' style="border-right:1px solid #000000;overflow:hidden;padding:0px 3px 0px 3px;vertical-align:bottom;text-align:center;">22</td> </tr> <tr style="height:20px;"> <td style="border-left:1px solid #000000;overflow:hidden;padding:0px 3px 0px 3px;vertical-align:bottom;font-weight:bold;"></td> <td data-sheets-value='{"1":2,"2":"Triple-walled"}' style="overflow:hidden;padding:0px 3px 0px 3px;vertical-align:bottom;font-weight:bold;">Triple-walled</td> <td data-sheets-value='{"1":2,"2":"Opal (O/H/O)"}' style="border-right:1px solid #000000;overflow:hidden;padding:0px 3px 0px 3px;vertical-align:bottom;font-weight:bold;">Opal (O/H/O)</td> <td data-sheets-numberformat='{"1":2,"2":"0.00","3":1}' data-sheets-value='{"1":3,"3":1.7}' style="overflow:hidden;padding:0px 3px 0px 3px;vertical-align:bottom;text-align:center;">1.70</td> <td data-sheets-numberformat='{"1":2,"2":"0","3":1}' data-sheets-value='{"1":3,"3":62}' style="overflow:hidden;padding:0px 3px 0px 3px;vertical-align:bottom;text-align:center;">62</td> <td data-sheets-numberformat='{"1":2,"2":"0","3":1}' data-sheets-value='{"1":3,"3":51}' style="overflow:hidden;padding:0px 3px 0px 3px;vertical-align:bottom;text-align:center;">51</td> <td data-sheets-numberformat='{"1":2,"2":"0","3":1}' data-sheets-value='{"1":3,"3":22}' style="border-right:1px solid #000000;overflow:hidden;padding:0px 3px 0px 3px;vertical-align:bottom;text-align:center;">22</td> </tr> <tr style="height:20px;"> <td style="border-left:1px solid #000000;overflow:hidden;padding:0px 3px 0px 3px;vertical-align:bottom;font-weight:bold;"></td> <td data-sheets-value='{"1":2,"2":"Four-walled"}' style="overflow:hidden;padding:0px 3px 0px 3px;vertical-align:bottom;font-weight:bold;">Four-walled</td> <td data-sheets-value='{"1":2,"2":"Clear (H/H/H/H)"}' style="border-right:1px solid #000000;overflow:hidden;padding:0px 3px 0px 3px;vertical-align:bottom;font-weight:bold;">Clear (H/H/H/H)</td> <td data-sheets-numberformat='{"1":2,"2":"0.00","3":1}' data-sheets-value='{"1":3,"3":1.28}' style="overflow:hidden;padding:0px 3px 0px 3px;vertical-align:bottom;text-align:center;">1.28</td> <td data-sheets-numberformat='{"1":2,"2":"0","3":1}' data-sheets-value='{"1":3,"3":64}' style="overflow:hidden;padding:0px 3px 0px 3px;vertical-align:bottom;text-align:center;">64</td> <td data-sheets-numberformat='{"1":2,"2":"0","3":1}' data-sheets-value='{"1":3,"3":54}' style="overflow:hidden;padding:0px 3px 0px 3px;vertical-align:bottom;text-align:center;">54</td> <td data-sheets-numberformat='{"1":2,"2":"0","3":1}' data-sheets-value='{"1":3,"3":23}' style="border-right:1px solid #000000;overflow:hidden;padding:0px 3px 0px 3px;vertical-align:bottom;text-align:center;">23</td> </tr> <tr style="height:20px;"> <td style="border-bottom:1px solid #000000;border-left:1px solid #000000;overflow:hidden;padding:0px 3px 0px 3px;vertical-align:bottom;"></td> <td data-sheets-value='{"1":2,"2":"Four-walled"}' style="border-bottom:1px solid #000000;overflow:hidden;padding:0px 3px 0px 3px;vertical-align:bottom;font-weight:bold;">Four-walled</td> <td data-sheets-value='{"1":2,"2":"Opal (H/H/O/H)"}' style="border-right:1px solid #000000;border-bottom:1px solid #000000;overflow:hidden;padding:0px 3px 0px 3px;vertical-align:bottom;font-weight:bold;">Opal (H/H/O/H)</td> <td data-sheets-numberformat='{"1":2,"2":"0.00","3":1}' data-sheets-value='{"1":3,"3":1.28}' style="border-bottom:1px solid #000000;overflow:hidden;padding:0px 3px 0px 3px;vertical-align:bottom;text-align:center;">1.28</td> <td data-sheets-numberformat='{"1":2,"2":"0","3":1}' data-sheets-value='{"1":3,"3":59}' style="border-bottom:1px solid #000000;overflow:hidden;padding:0px 3px 0px 3px;vertical-align:bottom;text-align:center;">59</td> <td data-sheets-numberformat='{"1":2,"2":"0","3":1}' data-sheets-value='{"1":3,"3":48}' style="border-bottom:1px solid #000000;overflow:hidden;padding:0px 3px 0px 3px;vertical-align:bottom;text-align:center;">48</td> <td data-sheets-numberformat='{"1":2,"2":"0","3":1}' data-sheets-value='{"1":3,"3":23}' style="border-right:1px solid #000000;border-bottom:1px solid #000000;overflow:hidden;padding:0px 3px 0px 3px;vertical-align:bottom;text-align:center;">23</td> </tr> <tr style="height:20px;"> <td data-sheets-value='{"1":2,"2":"Polycarbonate "}' style="border-left:1px solid #000000;overflow:hidden;padding:0px 3px 0px 3px;vertical-align:bottom;font-weight:bold;">Polycarbonate </td> <td data-sheets-value='{"1":2,"2":"Single-walled"}' style="overflow:hidden;padding:0px 3px 0px 3px;vertical-align:bottom;font-weight:bold;">Single-walled</td> <td data-sheets-value='{"1":2,"2":"Clear (A)"}' style="border-right:1px solid #000000;overflow:hidden;padding:0px 3px 0px 3px;vertical-align:bottom;font-weight:bold;">Clear (A)</td> <td data-sheets-numberformat='{"1":2,"2":"0.00","3":1}' data-sheets-value='{"1":3,"3":5.17}' style="overflow:hidden;padding:0px 3px 0px 3px;vertical-align:bottom;text-align:center;">5.17</td> <td data-sheets-numberformat='{"1":2,"2":"0","3":1}' data-sheets-value='{"1":3,"3":88}' style="overflow:hidden;padding:0px 3px 0px 3px;vertical-align:bottom;text-align:center;">88</td> <td data-sheets-numberformat='{"1":2,"2":"0","3":1}' data-sheets-value='{"1":3,"3":83}' style="overflow:hidden;padding:0px 3px 0px 3px;vertical-align:bottom;text-align:center;">83</td> <td data-sheets-numberformat='{"1":2,"2":"0","3":1}' data-sheets-value='{"1":2,"2":"-"}' style="border-right:1px solid #000000;overflow:hidden;padding:0px 3px 0px 3px;vertical-align:bottom;text-align:center;">-</td> </tr> <tr style="height:20px;"> <td data-sheets-value='{"1":2,"2":"PC"}' style="border-left:1px solid #000000;overflow:hidden;padding:0px 3px 0px 3px;vertical-align:bottom;font-weight:bold;">PC</td> <td data-sheets-value='{"1":2,"2":"Single-walled"}' style="overflow:hidden;padding:0px 3px 0px 3px;vertical-align:bottom;font-weight:bold;">Single-walled</td> <td data-sheets-value='{"1":2,"2":"Opal (D)"}' style="border-right:1px solid #000000;overflow:hidden;padding:0px 3px 0px 3px;vertical-align:bottom;font-weight:bold;">Opal (D)</td> <td data-sheets-numberformat='{"1":2,"2":"0.00","3":1}' data-sheets-value='{"1":3,"3":5.17}' style="overflow:hidden;padding:0px 3px 0px 3px;vertical-align:bottom;text-align:center;">5.17</td> <td data-sheets-numberformat='{"1":2,"2":"0","3":1}' data-sheets-value='{"1":3,"3":58}' style="overflow:hidden;padding:0px 3px 0px 3px;vertical-align:bottom;text-align:center;">58</td> <td data-sheets-numberformat='{"1":2,"2":"0","3":1}' data-sheets-value='{"1":3,"3":60}' style="overflow:hidden;padding:0px 3px 0px 3px;vertical-align:bottom;text-align:center;">60</td> <td data-sheets-numberformat='{"1":2,"2":"0","3":1}' data-sheets-value='{"1":2,"2":"-"}' style="border-right:1px solid #000000;overflow:hidden;padding:0px 3px 0px 3px;vertical-align:bottom;text-align:center;">-</td> </tr> <tr style="height:20px;"> <td style="border-left:1px solid #000000;overflow:hidden;padding:0px 3px 0px 3px;vertical-align:bottom;font-weight:bold;"></td> <td data-sheets-value='{"1":2,"2":"Double-walled"}' style="overflow:hidden;padding:0px 3px 0px 3px;vertical-align:bottom;font-weight:bold;">Double-walled</td> <td data-sheets-value='{"1":2,"2":"Clear (A/H)"}' style="border-right:1px solid #000000;overflow:hidden;padding:0px 3px 0px 3px;vertical-align:bottom;font-weight:bold;">Clear (A/H)</td> <td data-sheets-numberformat='{"1":2,"2":"0.00","3":1}' data-sheets-value='{"1":3,"3":2.9}' style="overflow:hidden;padding:0px 3px 0px 3px;vertical-align:bottom;text-align:center;">2.90</td> <td data-sheets-numberformat='{"1":2,"2":"0","3":1}' data-sheets-value='{"1":3,"3":79}' style="overflow:hidden;padding:0px 3px 0px 3px;vertical-align:bottom;text-align:center;">79</td> <td data-sheets-numberformat='{"1":2,"2":"0","3":1}' data-sheets-value='{"1":3,"3":72}' style="overflow:hidden;padding:0px 3px 0px 3px;vertical-align:bottom;text-align:center;">72</td> <td data-sheets-numberformat='{"1":2,"2":"0","3":1}' data-sheets-value='{"1":3,"3":20}' style="border-right:1px solid #000000;overflow:hidden;padding:0px 3px 0px 3px;vertical-align:bottom;text-align:center;">20</td> </tr> <tr style="height:20px;"> <td style="border-left:1px solid #000000;overflow:hidden;padding:0px 3px 0px 3px;vertical-align:bottom;font-weight:bold;"></td> <td data-sheets-value='{"1":2,"2":"Double-walled"}' style="overflow:hidden;padding:0px 3px 0px 3px;vertical-align:bottom;font-weight:bold;">Double-walled</td> <td data-sheets-value='{"1":2,"2":"Clear (A/A)"}' style="border-right:1px solid #000000;overflow:hidden;padding:0px 3px 0px 3px;vertical-align:bottom;font-weight:bold;">Clear (A/A)</td> <td data-sheets-numberformat='{"1":2,"2":"0.00","3":1}' data-sheets-value='{"1":3,"3":2.9}' style="overflow:hidden;padding:0px 3px 0px 3px;vertical-align:bottom;text-align:center;">2.90</td> <td data-sheets-numberformat='{"1":2,"2":"0","3":1}' data-sheets-value='{"1":3,"3":77}' style="overflow:hidden;padding:0px 3px 0px 3px;vertical-align:bottom;text-align:center;">77</td> <td data-sheets-numberformat='{"1":2,"2":"0","3":1}' data-sheets-value='{"1":3,"3":69}' style="overflow:hidden;padding:0px 3px 0px 3px;vertical-align:bottom;text-align:center;">69</td> <td data-sheets-numberformat='{"1":2,"2":"0","3":1}' data-sheets-value='{"1":3,"3":20}' style="border-right:1px solid #000000;overflow:hidden;padding:0px 3px 0px 3px;vertical-align:bottom;text-align:center;">20</td> </tr> <tr style="height:20px;"> <td style="border-left:1px solid #000000;overflow:hidden;padding:0px 3px 0px 3px;vertical-align:bottom;font-weight:bold;"></td> <td data-sheets-value='{"1":2,"2":"Double-walled"}' style="overflow:hidden;padding:0px 3px 0px 3px;vertical-align:bottom;font-weight:bold;">Double-walled</td> <td data-sheets-value='{"1":2,"2":"Opal (A/O)"}' style="border-right:1px solid #000000;overflow:hidden;padding:0px 3px 0px 3px;vertical-align:bottom;font-weight:bold;">Opal (A/O)</td> <td data-sheets-numberformat='{"1":2,"2":"0.00","3":1}' data-sheets-value='{"1":3,"3":2.9}' style="overflow:hidden;padding:0px 3px 0px 3px;vertical-align:bottom;text-align:center;">2.90</td> <td data-sheets-numberformat='{"1":2,"2":"0","3":1}' data-sheets-value='{"1":3,"3":73}' style="overflow:hidden;padding:0px 3px 0px 3px;vertical-align:bottom;text-align:center;">73</td> <td data-sheets-numberformat='{"1":2,"2":"0","3":1}' data-sheets-value='{"1":3,"3":63}' style="overflow:hidden;padding:0px 3px 0px 3px;vertical-align:bottom;text-align:center;">63</td> <td data-sheets-numberformat='{"1":2,"2":"0","3":1}' data-sheets-value='{"1":3,"3":20}' style="border-right:1px solid #000000;overflow:hidden;padding:0px 3px 0px 3px;vertical-align:bottom;text-align:center;">20</td> </tr> <tr style="height:20px;"> <td style="border-left:1px solid #000000;overflow:hidden;padding:0px 3px 0px 3px;vertical-align:bottom;font-weight:bold;"></td> <td data-sheets-value='{"1":2,"2":"Double-walled"}' style="overflow:hidden;padding:0px 3px 0px 3px;vertical-align:bottom;font-weight:bold;">Double-walled</td> <td data-sheets-value='{"1":2,"2":"Opal (A/D)"}' style="border-right:1px solid #000000;overflow:hidden;padding:0px 3px 0px 3px;vertical-align:bottom;font-weight:bold;">Opal (A/D)</td> <td data-sheets-numberformat='{"1":2,"2":"0.00","3":1}' data-sheets-value='{"1":3,"3":2.9}' style="overflow:hidden;padding:0px 3px 0px 3px;vertical-align:bottom;text-align:center;">2.90</td> <td data-sheets-numberformat='{"1":2,"2":"0","3":1}' data-sheets-value='{"1":3,"3":51}' style="overflow:hidden;padding:0px 3px 0px 3px;vertical-align:bottom;text-align:center;">51</td> <td data-sheets-numberformat='{"1":2,"2":"0","3":1}' data-sheets-value='{"1":3,"3":50}' style="overflow:hidden;padding:0px 3px 0px 3px;vertical-align:bottom;text-align:center;">50</td> <td data-sheets-numberformat='{"1":2,"2":"0","3":1}' data-sheets-value='{"1":3,"3":20}' style="border-right:1px solid #000000;overflow:hidden;padding:0px 3px 0px 3px;vertical-align:bottom;text-align:center;">20</td> </tr> <tr style="height:20px;"> <td style="border-left:1px solid #000000;overflow:hidden;padding:0px 3px 0px 3px;vertical-align:bottom;font-weight:bold;"></td> <td data-sheets-value='{"1":2,"2":"Triple-walled"}' style="overflow:hidden;padding:0px 3px 0px 3px;vertical-align:bottom;font-weight:bold;">Triple-walled</td> <td data-sheets-value='{"1":2,"2":"Clear (A/H/H)"}' style="border-right:1px solid #000000;overflow:hidden;padding:0px 3px 0px 3px;vertical-align:bottom;font-weight:bold;">Clear (A/H/H)</td> <td data-sheets-numberformat='{"1":2,"2":"0.00","3":1}' data-sheets-value='{"1":3,"3":1.7}' style="overflow:hidden;padding:0px 3px 0px 3px;vertical-align:bottom;text-align:center;">1.70</td> <td data-sheets-numberformat='{"1":2,"2":"0","3":1}' data-sheets-value='{"1":3,"3":71}' style="overflow:hidden;padding:0px 3px 0px 3px;vertical-align:bottom;text-align:center;">71</td> <td data-sheets-numberformat='{"1":2,"2":"0","3":1}' data-sheets-value='{"1":3,"3":63}' style="overflow:hidden;padding:0px 3px 0px 3px;vertical-align:bottom;text-align:center;">63</td> <td data-sheets-numberformat='{"1":2,"2":"0","3":1}' data-sheets-value='{"1":3,"3":22}' style="border-right:1px solid #000000;overflow:hidden;padding:0px 3px 0px 3px;vertical-align:bottom;text-align:center;">22</td> </tr> <tr style="height:20px;"> <td style="border-left:1px solid #000000;overflow:hidden;padding:0px 3px 0px 3px;vertical-align:bottom;font-weight:bold;"></td> <td data-sheets-value='{"1":2,"2":"Triple-walled"}' style="overflow:hidden;padding:0px 3px 0px 3px;vertical-align:bottom;font-weight:bold;">Triple-walled</td> <td data-sheets-value='{"1":2,"2":"Opal (A/O/O)"}' style="border-right:1px solid #000000;overflow:hidden;padding:0px 3px 0px 3px;vertical-align:bottom;font-weight:bold;">Opal (A/O/O)</td> <td data-sheets-numberformat='{"1":2,"2":"0.00","3":1}' data-sheets-value='{"1":3,"3":1.7}' style="overflow:hidden;padding:0px 3px 0px 3px;vertical-align:bottom;text-align:center;">1.70</td> <td data-sheets-numberformat='{"1":2,"2":"0","3":1}' data-sheets-value='{"1":3,"3":61}' style="overflow:hidden;padding:0px 3px 0px 3px;vertical-align:bottom;text-align:center;">61</td> <td data-sheets-numberformat='{"1":2,"2":"0","3":1}' data-sheets-value='{"1":3,"3":48}' style="overflow:hidden;padding:0px 3px 0px 3px;vertical-align:bottom;text-align:center;">48</td> <td data-sheets-numberformat='{"1":2,"2":"0","3":1}' data-sheets-value='{"1":3,"3":22}' style="border-right:1px solid #000000;overflow:hidden;padding:0px 3px 0px 3px;vertical-align:bottom;text-align:center;">22</td> </tr> <tr style="height:20px;"> <td style="border-left:1px solid #000000;overflow:hidden;padding:0px 3px 0px 3px;vertical-align:bottom;font-weight:bold;"></td> <td data-sheets-value='{"1":2,"2":"Four-walled"}' style="overflow:hidden;padding:0px 3px 0px 3px;vertical-align:bottom;font-weight:bold;">Four-walled</td> <td data-sheets-value='{"1":2,"2":"Clear (A/H/H/H)"}' style="border-right:1px solid #000000;overflow:hidden;padding:0px 3px 0px 3px;vertical-align:bottom;font-weight:bold;">Clear (A/H/H/H)</td> <td data-sheets-numberformat='{"1":2,"2":"0.00","3":1}' data-sheets-value='{"1":3,"3":1.28}' style="overflow:hidden;padding:0px 3px 0px 3px;vertical-align:bottom;text-align:center;">1.28</td> <td data-sheets-numberformat='{"1":2,"2":"0","3":1}' data-sheets-value='{"1":3,"3":64}' style="overflow:hidden;padding:0px 3px 0px 3px;vertical-align:bottom;text-align:center;">64</td> <td data-sheets-numberformat='{"1":2,"2":"0","3":1}' data-sheets-value='{"1":3,"3":52}' style="overflow:hidden;padding:0px 3px 0px 3px;vertical-align:bottom;text-align:center;">52</td> <td data-sheets-numberformat='{"1":2,"2":"0","3":1}' data-sheets-value='{"1":3,"3":23}' style="border-right:1px solid #000000;overflow:hidden;padding:0px 3px 0px 3px;vertical-align:bottom;text-align:center;">23</td> </tr> <tr style="height:20px;"> <td style="border-bottom:1px solid #000000;border-left:1px solid #000000;overflow:hidden;padding:0px 3px 0px 3px;vertical-align:bottom;"></td> <td data-sheets-value='{"1":2,"2":"Four-walled"}' style="border-bottom:1px solid #000000;overflow:hidden;padding:0px 3px 0px 3px;vertical-align:bottom;font-weight:bold;">Four-walled</td> <td data-sheets-value='{"1":2,"2":"Opal (A/H/O/H)"}' style="border-right:1px solid #000000;border-bottom:1px solid #000000;overflow:hidden;padding:0px 3px 0px 3px;vertical-align:bottom;font-weight:bold;">Opal (A/H/O/H)</td> <td data-sheets-numberformat='{"1":2,"2":"0.00","3":1}' data-sheets-value='{"1":3,"3":1.28}' style="border-bottom:1px solid #000000;overflow:hidden;padding:0px 3px 0px 3px;vertical-align:bottom;text-align:center;">1.28</td> <td data-sheets-numberformat='{"1":2,"2":"0","3":1}' data-sheets-value='{"1":3,"3":59}' style="border-bottom:1px solid #000000;overflow:hidden;padding:0px 3px 0px 3px;vertical-align:bottom;text-align:center;">59</td> <td data-sheets-numberformat='{"1":2,"2":"0","3":1}' data-sheets-value='{"1":3,"3":46}' style="border-bottom:1px solid #000000;overflow:hidden;padding:0px 3px 0px 3px;vertical-align:bottom;text-align:center;">46</td> <td data-sheets-numberformat='{"1":2,"2":"0","3":1}' data-sheets-value='{"1":3,"3":23}' style="border-right:1px solid #000000;border-bottom:1px solid #000000;overflow:hidden;padding:0px 3px 0px 3px;vertical-align:bottom;text-align:center;">23</td> </tr> <tr style="height:20px;"> <td data-sheets-value='{"1":2,"2":"Polycarbonate"}' style="border-left:1px solid #000000;overflow:hidden;padding:0px 3px 0px 3px;vertical-align:bottom;font-weight:bold;">Polycarbonate</td> <td data-sheets-value='{"1":2,"2":"Single-walled"}' style="overflow:hidden;padding:0px 3px 0px 3px;vertical-align:bottom;font-weight:bold;">Single-walled</td> <td data-sheets-value='{"1":2,"2":"Heatstop Opal (T)"}' style="border-right:1px solid #000000;overflow:hidden;padding:0px 3px 0px 3px;vertical-align:bottom;font-weight:bold;">Heatstop Opal (T)</td> <td data-sheets-numberformat='{"1":2,"2":"0.00","3":1}' data-sheets-value='{"1":3,"3":5.17}' style="overflow:hidden;padding:0px 3px 0px 3px;vertical-align:bottom;text-align:center;">5.17</td> <td data-sheets-numberformat='{"1":2,"2":"0","3":1}' data-sheets-value='{"1":3,"3":49}' style="overflow:hidden;padding:0px 3px 0px 3px;vertical-align:bottom;text-align:center;">49</td> <td data-sheets-numberformat='{"1":2,"2":"0","3":1}' data-sheets-value='{"1":3,"3":59}' style="overflow:hidden;padding:0px 3px 0px 3px;vertical-align:bottom;text-align:center;">59</td> <td data-sheets-numberformat='{"1":2,"2":"0","3":1}' data-sheets-value='{"1":2,"2":"-"}' style="border-right:1px solid #000000;overflow:hidden;padding:0px 3px 0px 3px;vertical-align:bottom;text-align:center;">-</td> </tr> <tr style="height:20px;"> <td data-sheets-value='{"1":2,"2":"Heatstop PC"}' style="border-left:1px solid #000000;overflow:hidden;padding:0px 3px 0px 3px;vertical-align:bottom;font-weight:bold;">Heatstop PC</td> <td data-sheets-value='{"1":2,"2":"Double-walled"}' style="overflow:hidden;padding:0px 3px 0px 3px;vertical-align:bottom;font-weight:bold;">Double-walled</td> <td data-sheets-value='{"1":2,"2":"Clear (T/H)"}' style="border-right:1px solid #000000;overflow:hidden;padding:0px 3px 0px 3px;vertical-align:bottom;font-weight:bold;">Clear (T/H)</td> <td data-sheets-numberformat='{"1":2,"2":"0.00","3":1}' data-sheets-value='{"1":3,"3":2.9}' style="overflow:hidden;padding:0px 3px 0px 3px;vertical-align:bottom;text-align:center;">2.90</td> <td data-sheets-numberformat='{"1":2,"2":"0","3":1}' data-sheets-value='{"1":3,"3":44}' style="overflow:hidden;padding:0px 3px 0px 3px;vertical-align:bottom;text-align:center;">44</td> <td data-sheets-numberformat='{"1":2,"2":"0","3":1}' data-sheets-value='{"1":3,"3":51}' style="overflow:hidden;padding:0px 3px 0px 3px;vertical-align:bottom;text-align:center;">51</td> <td data-sheets-numberformat='{"1":2,"2":"0","3":1}' data-sheets-value='{"1":3,"3":20}' style="border-right:1px solid #000000;overflow:hidden;padding:0px 3px 0px 3px;vertical-align:bottom;text-align:center;">20</td> </tr> <tr style="height:20px;"> <td style="border-left:1px solid #000000;overflow:hidden;padding:0px 3px 0px 3px;vertical-align:bottom;font-weight:bold;"></td> <td data-sheets-value='{"1":2,"2":"Double-walled"}' style="overflow:hidden;padding:0px 3px 0px 3px;vertical-align:bottom;font-weight:bold;">Double-walled</td> <td data-sheets-value='{"1":2,"2":"Opal (T/O)"}' style="border-right:1px solid #000000;overflow:hidden;padding:0px 3px 0px 3px;vertical-align:bottom;font-weight:bold;">Opal (T/O)</td> <td data-sheets-numberformat='{"1":2,"2":"0.00","3":1}' data-sheets-value='{"1":3,"3":2.9}' style="overflow:hidden;padding:0px 3px 0px 3px;vertical-align:bottom;text-align:center;">2.90</td> <td data-sheets-numberformat='{"1":2,"2":"0","3":1}' data-sheets-value='{"1":3,"3":41}' style="overflow:hidden;padding:0px 3px 0px 3px;vertical-align:bottom;text-align:center;">41</td> <td data-sheets-numberformat='{"1":2,"2":"0","3":1}' data-sheets-value='{"1":3,"3":45}' style="overflow:hidden;padding:0px 3px 0px 3px;vertical-align:bottom;text-align:center;">45</td> <td data-sheets-numberformat='{"1":2,"2":"0","3":1}' data-sheets-value='{"1":3,"3":20}' style="border-right:1px solid #000000;overflow:hidden;padding:0px 3px 0px 3px;vertical-align:bottom;text-align:center;">20</td> </tr> <tr style="height:20px;"> <td style="border-left:1px solid #000000;overflow:hidden;padding:0px 3px 0px 3px;vertical-align:bottom;font-weight:bold;"></td> <td data-sheets-value='{"1":2,"2":"Triple-walled"}' style="overflow:hidden; | skylux-160-ce-met-koepel-en-metaalopstand-met-lm-motor-en-windvang-1200-x-1500-mm | 8586006331725 | 46872294195533
Smoke and heat exhaust (SHEV) | SHE system | Skylux | Skylux 160° CE with skylight and metal curb with LM-actuator and spoiler 1200 x 1800 mm |  | 31727 | 5412970317272 | 5008.2 | Yes | 30-45 | 107.02 | 1200 x 1800 mm | 1800 | 1200 |  | metal curb M30 (30 cm high) | Rectangular | 5.17 W/m²K - 1.28 W/m²K | 87% - 32% | 90% - 32% | 20dB - 23dB | 160° CE (for industry) | skylight | with spoiler | E | Single actuator | Maximum four-walled skylight possible for this product | Ut-value LT-value g-value Rw-value EN 1873 : 2014 EN ISO 13468 EN 16153 EN 410 EN 410 EN ISO 140-3 Material Walls Shells (W/m²K) (%) (%) (dB) Acrylic Single-walled Clear (H) 5.17 90 87 - PMMA Single-walled Opal (O) 5.17 83 76 - Double-walled Clear (H/H) 2.90 81 75 20 Double-walled Opal (O/O) 2.90 69 58 20 Triple-walled Clear (H/H/H) 1.70 73 65 22 Triple-walled Opal (O/H/O) 1.70 62 51 22 Four-walled Clear (H/H/H/H) 1.28 64 54 23 Four-walled Opal (H/H/O/H) 1.28 59 48 23 Polycarbonate Single-walled Clear (A) 5.17 88 83 - PC Single-walled Opal (D) 5.17 58 60 - Double-walled Clear (A/H) 2.90 79 72 20 Double-walled Clear (A/A) 2.90 77 69 20 Double-walled Opal (A/O) 2.90 73 63 20 Double-walled Opal (A/D) 2.90 51 50 20 Triple-walled Clear (A/H/H) 1.70 71 63 22 Triple-walled Opal (A/O/O) 1.70 61 48 22 Four-walled Clear (A/H/H/H) 1.28 64 52 23 Four-walled Opal (A/H/O/H) 1.28 59 46 23 Polycarbonate Single-walled Heatstop Opal (T) 5.17 49 59 - Heatstop PC Double-walled Clear (T/H) 2.90 44 51 20 Double-walled Opal (T/O) 2.90 41 45 20 Triple-walled Clear (T/H/H) 1.70 40 <td data-sheets-numberformat='{"1":2,"2":"0","3":1}' data-sheets-value='{"1":3,"3":44}' style="overflow:hidden;paddin | https://skylux.eu/en/products/skylux-160-ce-met-koepel-en-metaalopstand-met-lm-motor-en-windvang-1200-x-1800-mm | https://skylux.eu/cdn/shop/files/Skylux-160deg-CE-met-koepel-en-metaalopstand-met-LM-motor-en-windvang-1200-x-1800-mm-RWA-systeem.jpg?v=1702977589&width=1600 | https://skylux.eu/cdn/shop/files/e5a82811-1bb0-48e4-a776-cacb59c7c092_54bfa55e-6332-44cc-bbb0-6db39eb81503.jpg?v=1688550414&width=1600 | //skylux.eu/cdn/shop/files/E_MH_Mounting_instructions_Skylux_160_CE_LM.pdf?v=12406716259046007223 | //skylux.eu/cdn/shop/files/E_TD_Technical_File_Skylux_Skylux_160_CE_Electric.pdf?v=3667116872303399239 | <style type="text/css" id="isPasted"> <!--td { border: 1px solid #cccccc; } br { mso-data-placement: same-cell; } --> </style> <table border="1" cellpadding="0" cellspacing="0" dir="ltr" style="table-layout:fixed;font-size:10pt;font-family:Arial;border-collapse:collapse;border:none;"><tbody> <tr style="height:20px;"> <td style="overflow:hidden;padding:0px 3px 0px 3px;vertical-align:bottom;"></td> <td style="overflow:hidden;padding:0px 3px 0px 3px;vertical-align:bottom;"></td> <td style="overflow:hidden;padding:0px 3px 0px 3px;vertical-align:bottom;"></td> <td data-sheets-value='{"1":2,"2":"Ut-value"}' style="overflow:hidden;padding:0px 3px 0px 3px;vertical-align:bottom;font-weight:bold;text-align:center;">Ut-value</td> <td data-sheets-value='{"1":2,"2":"LT-value"}' style="overflow:hidden;padding:0px 3px 0px 3px;vertical-align:bottom;font-weight:bold;text-align:center;">LT-value</td> <td data-sheets-value='{"1":2,"2":"g-value"}' style="overflow:hidden;padding:0px 3px 0px 3px;vertical-align:bottom;font-weight:bold;text-align:center;">g-value</td> <td data-sheets-value='{"1":2,"2":"Rw-value "}' style="overflow:hidden;padding:0px 3px 0px 3px;vertical-align:bottom;font-weight:bold;text-align:center;">Rw-value </td> </tr> <tr style="height:20px;"> <td style="overflow:hidden;padding:0px 3px 0px 3px;vertical-align:bottom;"></td> <td style="overflow:hidden;padding:0px 3px 0px 3px;vertical-align:bottom;"></td> <td style="overflow:hidden;padding:0px 3px 0px 3px;vertical-align:bottom;"></td> <td data-sheets-numberformat='{"1":2,"2":"0.00","3":1}' data-sheets-value='{"1":2,"2":"EN 1873 : 2014"}' style="overflow:hidden;padding:0px 3px 0px 3px;vertical-align:bottom;text-align:center;">EN 1873 : 2014</td> <td data-sheets-numberformat='{"1":2,"2":"0","3":1}' data-sheets-value='{"1":2,"2":"EN ISO 13468 EN 16153 EN 410"}' style="overflow:hidden;padding:0px 3px 0px 3px;vertical-align:bottom;text-align:center;">EN ISO 13468 EN 16153 EN 410</td> <td data-sheets-numberformat='{"1":2,"2":"0","3":1}' data-sheets-value='{"1":2,"2":"EN 410"}' style="overflow:hidden;padding:0px 3px 0px 3px;vertical-align:bottom;text-align:center;">EN 410</td> <td data-sheets-value='{"1":2,"2":"EN ISO 140-3\t\t"}' style="overflow:hidden;padding:0px 3px 0px 3px;vertical-align:bottom;text-align:center;">EN ISO 140-3 </td> </tr> <tr style="height:20px;"> <td data-sheets-value='{"1":2,"2":"Material"}' style="border-bottom:1px solid #000000;overflow:hidden;padding:0px 3px 0px 3px;vertical-align:bottom;background-color:#000000;font-weight:bold;color:#ffffff;">Material</td> <td data-sheets-value='{"1":2,"2":"Walls"}' style="border-bottom:1px solid #000000;overflow:hidden;padding:0px 3px 0px 3px;vertical-align:bottom;background-color:#000000;font-weight:bold;color:#ffffff;">Walls</td> <td data-sheets-value='{"1":2,"2":"Shells"}' style="border-bottom:1px solid #000000;overflow:hidden;padding:0px 3px 0px 3px;vertical-align:bottom;background-color:#000000;font-weight:bold;color:#ffffff;">Shells</td> <td data-sheets-numberformat='{"1":2,"2":"0.00","3":1}' data-sheets-value='{"1":2,"2":"(W/m²K)\t"}' style="border-bottom:1px solid #000000;overflow:hidden;padding:0px 3px 0px 3px;vertical-align:bottom;background-color:#000000;font-weight:bold;color:#ffffff;text-align:center;">(W/m²K) </td> <td data-sheets-numberformat='{"1":2,"2":"0","3":1}' data-sheets-value='{"1":2,"2":"(%)"}' style="border-bottom:1px solid #000000;overflow:hidden;padding:0px 3px 0px 3px;vertical-align:bottom;background-color:#000000;font-weight:bold;color:#ffffff;text-align:center;">(%)</td> <td data-sheets-numberformat='{"1":2,"2":"0","3":1}' data-sheets-value='{"1":2,"2":"(%)"}' style="border-bottom:1px solid #000000;overflow:hidden;padding:0px 3px 0px 3px;vertical-align:bottom;background-color:#000000;font-weight:bold;color:#ffffff;text-align:center;">(%)</td> <td data-sheets-value='{"1":2,"2":"(dB)"}' style="border-bottom:1px solid #000000;overflow:hidden;padding:0px 3px 0px 3px;vertical-align:bottom;background-color:#000000;font-weight:bold;color:#ffffff;text-align:center;">(dB)</td> </tr> <tr style="height:20px;"> <td data-sheets-value='{"1":2,"2":"Acrylic"}' style="border-left:1px solid #000000;overflow:hidden;padding:0px 3px 0px 3px;vertical-align:bottom;font-weight:bold;">Acrylic</td> <td data-sheets-value='{"1":2,"2":"Single-walled"}' style="overflow:hidden;padding:0px 3px 0px 3px;vertical-align:bottom;font-weight:bold;">Single-walled</td> <td data-sheets-value='{"1":2,"2":"Clear (H)"}' style="border-right:1px solid #000000;overflow:hidden;padding:0px 3px 0px 3px;vertical-align:bottom;font-weight:bold;">Clear (H)</td> <td data-sheets-numberformat='{"1":2,"2":"0.00","3":1}' data-sheets-value='{"1":3,"3":5.17}' style="overflow:hidden;padding:0px 3px 0px 3px;vertical-align:bottom;text-align:center;">5.17</td> <td data-sheets-numberformat='{"1":2,"2":"0","3":1}' data-sheets-value='{"1":3,"3":90}' style="overflow:hidden;padding:0px 3px 0px 3px;vertical-align:bottom;text-align:center;">90</td> <td data-sheets-numberformat='{"1":2,"2":"0","3":1}' data-sheets-value='{"1":3,"3":87}' style="overflow:hidden;padding:0px 3px 0px 3px;vertical-align:bottom;text-align:center;">87</td> <td data-sheets-numberformat='{"1":2,"2":"0","3":1}' data-sheets-value='{"1":2,"2":"-"}' style="border-right:1px solid #000000;overflow:hidden;padding:0px 3px 0px 3px;vertical-align:bottom;text-align:center;">-</td> </tr> <tr style="height:20px;"> <td data-sheets-value='{"1":2,"2":"PMMA"}' style="border-left:1px solid #000000;overflow:hidden;padding:0px 3px 0px 3px;vertical-align:bottom;font-weight:bold;">PMMA</td> <td data-sheets-value='{"1":2,"2":"Single-walled"}' style="overflow:hidden;padding:0px 3px 0px 3px;vertical-align:bottom;font-weight:bold;">Single-walled</td> <td data-sheets-value='{"1":2,"2":"Opal (O)"}' style="border-right:1px solid #000000;overflow:hidden;padding:0px 3px 0px 3px;vertical-align:bottom;font-weight:bold;">Opal (O)</td> <td data-sheets-numberformat='{"1":2,"2":"0.00","3":1}' data-sheets-value='{"1":3,"3":5.17}' style="overflow:hidden;padding:0px 3px 0px 3px;vertical-align:bottom;text-align:center;">5.17</td> <td data-sheets-numberformat='{"1":2,"2":"0","3":1}' data-sheets-value='{"1":3,"3":83}' style="overflow:hidden;padding:0px 3px 0px 3px;vertical-align:bottom;text-align:center;">83</td> <td data-sheets-numberformat='{"1":2,"2":"0","3":1}' data-sheets-value='{"1":3,"3":76}' style="overflow:hidden;padding:0px 3px 0px 3px;vertical-align:bottom;text-align:center;">76</td> <td data-sheets-numberformat='{"1":2,"2":"0","3":1}' data-sheets-value='{"1":2,"2":"-"}' style="border-right:1px solid #000000;overflow:hidden;padding:0px 3px 0px 3px;vertical-align:bottom;text-align:center;">-</td> </tr> <tr style="height:20px;"> <td style="border-left:1px solid #000000;overflow:hidden;padding:0px 3px 0px 3px;vertical-align:bottom;font-weight:bold;"></td> <td data-sheets-value='{"1":2,"2":"Double-walled"}' style="overflow:hidden;padding:0px 3px 0px 3px;vertical-align:bottom;font-weight:bold;">Double-walled</td> <td data-sheets-value='{"1":2,"2":"Clear (H/H)"}' style="border-right:1px solid #000000;overflow:hidden;padding:0px 3px 0px 3px;vertical-align:bottom;font-weight:bold;">Clear (H/H)</td> <td data-sheets-numberformat='{"1":2,"2":"0.00","3":1}' data-sheets-value='{"1":3,"3":2.9}' style="overflow:hidden;padding:0px 3px 0px 3px;vertical-align:bottom;text-align:center;">2.90</td> <td data-sheets-numberformat='{"1":2,"2":"0","3":1}' data-sheets-value='{"1":3,"3":81}' style="overflow:hidden;padding:0px 3px 0px 3px;vertical-align:bottom;text-align:center;">81</td> <td data-sheets-numberformat='{"1":2,"2":"0","3":1}' data-sheets-value='{"1":3,"3":75}' style="overflow:hidden;padding:0px 3px 0px 3px;vertical-align:bottom;text-align:center;">75</td> <td data-sheets-numberformat='{"1":2,"2":"0","3":1}' data-sheets-value='{"1":3,"3":20}' style="border-right:1px solid #000000;overflow:hidden;padding:0px 3px 0px 3px;vertical-align:bottom;text-align:center;">20</td> </tr> <tr style="height:20px;"> <td style="border-left:1px solid #000000;overflow:hidden;padding:0px 3px 0px 3px;vertical-align:bottom;font-weight:bold;"></td> <td data-sheets-value='{"1":2,"2":"Double-walled"}' style="overflow:hidden;padding:0px 3px 0px 3px;vertical-align:bottom;font-weight:bold;">Double-walled</td> <td data-sheets-value='{"1":2,"2":"Opal (O/O)"}' style="border-right:1px solid #000000;overflow:hidden;padding:0px 3px 0px 3px;vertical-align:bottom;font-weight:bold;">Opal (O/O)</td> <td data-sheets-numberformat='{"1":2,"2":"0.00","3":1}' data-sheets-value='{"1":3,"3":2.9}' style="overflow:hidden;padding:0px 3px 0px 3px;vertical-align:bottom;text-align:center;">2.90</td> <td data-sheets-numberformat='{"1":2,"2":"0","3":1}' data-sheets-value='{"1":3,"3":69}' style="overflow:hidden;padding:0px 3px 0px 3px;vertical-align:bottom;text-align:center;">69</td> <td data-sheets-numberformat='{"1":2,"2":"0","3":1}' data-sheets-value='{"1":3,"3":58}' style="overflow:hidden;padding:0px 3px 0px 3px;vertical-align:bottom;text-align:center;">58</td> <td data-sheets-numberformat='{"1":2,"2":"0","3":1}' data-sheets-value='{"1":3,"3":20}' style="border-right:1px solid #000000;overflow:hidden;padding:0px 3px 0px 3px;vertical-align:bottom;text-align:center;">20</td> </tr> <tr style="height:20px;"> <td style="border-left:1px solid #000000;overflow:hidden;padding:0px 3px 0px 3px;vertical-align:bottom;font-weight:bold;"></td> <td data-sheets-value='{"1":2,"2":"Triple-walled"}' style="overflow:hidden;padding:0px 3px 0px 3px;vertical-align:bottom;font-weight:bold;">Triple-walled</td> <td data-sheets-value='{"1":2,"2":"Clear (H/H/H)"}' style="border-right:1px solid #000000;overflow:hidden;padding:0px 3px 0px 3px;vertical-align:bottom;font-weight:bold;">Clear (H/H/H)</td> <td data-sheets-numberformat='{"1":2,"2":"0.00","3":1}' data-sheets-value='{"1":3,"3":1.7}' style="overflow:hidden;padding:0px 3px 0px 3px;vertical-align:bottom;text-align:center;">1.70</td> <td data-sheets-numberformat='{"1":2,"2":"0","3":1}' data-sheets-value='{"1":3,"3":73}' style="overflow:hidden;padding:0px 3px 0px 3px;vertical-align:bottom;text-align:center;">73</td> <td data-sheets-numberformat='{"1":2,"2":"0","3":1}' data-sheets-value='{"1":3,"3":65}' style="overflow:hidden;padding:0px 3px 0px 3px;vertical-align:bottom;text-align:center;">65</td> <td data-sheets-numberformat='{"1":2,"2":"0","3":1}' data-sheets-value='{"1":3,"3":22}' style="border-right:1px solid #000000;overflow:hidden;padding:0px 3px 0px 3px;vertical-align:bottom;text-align:center;">22</td> </tr> <tr style="height:20px;"> <td style="border-left:1px solid #000000;overflow:hidden;padding:0px 3px 0px 3px;vertical-align:bottom;font-weight:bold;"></td> <td data-sheets-value='{"1":2,"2":"Triple-walled"}' style="overflow:hidden;padding:0px 3px 0px 3px;vertical-align:bottom;font-weight:bold;">Triple-walled</td> <td data-sheets-value='{"1":2,"2":"Opal (O/H/O)"}' style="border-right:1px solid #000000;overflow:hidden;padding:0px 3px 0px 3px;vertical-align:bottom;font-weight:bold;">Opal (O/H/O)</td> <td data-sheets-numberformat='{"1":2,"2":"0.00","3":1}' data-sheets-value='{"1":3,"3":1.7}' style="overflow:hidden;padding:0px 3px 0px 3px;vertical-align:bottom;text-align:center;">1.70</td> <td data-sheets-numberformat='{"1":2,"2":"0","3":1}' data-sheets-value='{"1":3,"3":62}' style="overflow:hidden;padding:0px 3px 0px 3px;vertical-align:bottom;text-align:center;">62</td> <td data-sheets-numberformat='{"1":2,"2":"0","3":1}' data-sheets-value='{"1":3,"3":51}' style="overflow:hidden;padding:0px 3px 0px 3px;vertical-align:bottom;text-align:center;">51</td> <td data-sheets-numberformat='{"1":2,"2":"0","3":1}' data-sheets-value='{"1":3,"3":22}' style="border-right:1px solid #000000;overflow:hidden;padding:0px 3px 0px 3px;vertical-align:bottom;text-align:center;">22</td> </tr> <tr style="height:20px;"> <td style="border-left:1px solid #000000;overflow:hidden;padding:0px 3px 0px 3px;vertical-align:bottom;font-weight:bold;"></td> <td data-sheets-value='{"1":2,"2":"Four-walled"}' style="overflow:hidden;padding:0px 3px 0px 3px;vertical-align:bottom;font-weight:bold;">Four-walled</td> <td data-sheets-value='{"1":2,"2":"Clear (H/H/H/H)"}' style="border-right:1px solid #000000;overflow:hidden;padding:0px 3px 0px 3px;vertical-align:bottom;font-weight:bold;">Clear (H/H/H/H)</td> <td data-sheets-numberformat='{"1":2,"2":"0.00","3":1}' data-sheets-value='{"1":3,"3":1.28}' style="overflow:hidden;padding:0px 3px 0px 3px;vertical-align:bottom;text-align:center;">1.28</td> <td data-sheets-numberformat='{"1":2,"2":"0","3":1}' data-sheets-value='{"1":3,"3":64}' style="overflow:hidden;padding:0px 3px 0px 3px;vertical-align:bottom;text-align:center;">64</td> <td data-sheets-numberformat='{"1":2,"2":"0","3":1}' data-sheets-value='{"1":3,"3":54}' style="overflow:hidden;padding:0px 3px 0px 3px;vertical-align:bottom;text-align:center;">54</td> <td data-sheets-numberformat='{"1":2,"2":"0","3":1}' data-sheets-value='{"1":3,"3":23}' style="border-right:1px solid #000000;overflow:hidden;padding:0px 3px 0px 3px;vertical-align:bottom;text-align:center;">23</td> </tr> <tr style="height:20px;"> <td style="border-bottom:1px solid #000000;border-left:1px solid #000000;overflow:hidden;padding:0px 3px 0px 3px;vertical-align:bottom;"></td> <td data-sheets-value='{"1":2,"2":"Four-walled"}' style="border-bottom:1px solid #000000;overflow:hidden;padding:0px 3px 0px 3px;vertical-align:bottom;font-weight:bold;">Four-walled</td> <td data-sheets-value='{"1":2,"2":"Opal (H/H/O/H)"}' style="border-right:1px solid #000000;border-bottom:1px solid #000000;overflow:hidden;padding:0px 3px 0px 3px;vertical-align:bottom;font-weight:bold;">Opal (H/H/O/H)</td> <td data-sheets-numberformat='{"1":2,"2":"0.00","3":1}' data-sheets-value='{"1":3,"3":1.28}' style="border-bottom:1px solid #000000;overflow:hidden;padding:0px 3px 0px 3px;vertical-align:bottom;text-align:center;">1.28</td> <td data-sheets-numberformat='{"1":2,"2":"0","3":1}' data-sheets-value='{"1":3,"3":59}' style="border-bottom:1px solid #000000;overflow:hidden;padding:0px 3px 0px 3px;vertical-align:bottom;text-align:center;">59</td> <td data-sheets-numberformat='{"1":2,"2":"0","3":1}' data-sheets-value='{"1":3,"3":48}' style="border-bottom:1px solid #000000;overflow:hidden;padding:0px 3px 0px 3px;vertical-align:bottom;text-align:center;">48</td> <td data-sheets-numberformat='{"1":2,"2":"0","3":1}' data-sheets-value='{"1":3,"3":23}' style="border-right:1px solid #000000;border-bottom:1px solid #000000;overflow:hidden;padding:0px 3px 0px 3px;vertical-align:bottom;text-align:center;">23</td> </tr> <tr style="height:20px;"> <td data-sheets-value='{"1":2,"2":"Polycarbonate "}' style="border-left:1px solid #000000;overflow:hidden;padding:0px 3px 0px 3px;vertical-align:bottom;font-weight:bold;">Polycarbonate </td> <td data-sheets-value='{"1":2,"2":"Single-walled"}' style="overflow:hidden;padding:0px 3px 0px 3px;vertical-align:bottom;font-weight:bold;">Single-walled</td> <td data-sheets-value='{"1":2,"2":"Clear (A)"}' style="border-right:1px solid #000000;overflow:hidden;padding:0px 3px 0px 3px;vertical-align:bottom;font-weight:bold;">Clear (A)</td> <td data-sheets-numberformat='{"1":2,"2":"0.00","3":1}' data-sheets-value='{"1":3,"3":5.17}' style="overflow:hidden;padding:0px 3px 0px 3px;vertical-align:bottom;text-align:center;">5.17</td> <td data-sheets-numberformat='{"1":2,"2":"0","3":1}' data-sheets-value='{"1":3,"3":88}' style="overflow:hidden;padding:0px 3px 0px 3px;vertical-align:bottom;text-align:center;">88</td> <td data-sheets-numberformat='{"1":2,"2":"0","3":1}' data-sheets-value='{"1":3,"3":83}' style="overflow:hidden;padding:0px 3px 0px 3px;vertical-align:bottom;text-align:center;">83</td> <td data-sheets-numberformat='{"1":2,"2":"0","3":1}' data-sheets-value='{"1":2,"2":"-"}' style="border-right:1px solid #000000;overflow:hidden;padding:0px 3px 0px 3px;vertical-align:bottom;text-align:center;">-</td> </tr> <tr style="height:20px;"> <td data-sheets-value='{"1":2,"2":"PC"}' style="border-left:1px solid #000000;overflow:hidden;padding:0px 3px 0px 3px;vertical-align:bottom;font-weight:bold;">PC</td> <td data-sheets-value='{"1":2,"2":"Single-walled"}' style="overflow:hidden;padding:0px 3px 0px 3px;vertical-align:bottom;font-weight:bold;">Single-walled</td> <td data-sheets-value='{"1":2,"2":"Opal (D)"}' style="border-right:1px solid #000000;overflow:hidden;padding:0px 3px 0px 3px;vertical-align:bottom;font-weight:bold;">Opal (D)</td> <td data-sheets-numberformat='{"1":2,"2":"0.00","3":1}' data-sheets-value='{"1":3,"3":5.17}' style="overflow:hidden;padding:0px 3px 0px 3px;vertical-align:bottom;text-align:center;">5.17</td> <td data-sheets-numberformat='{"1":2,"2":"0","3":1}' data-sheets-value='{"1":3,"3":58}' style="overflow:hidden;padding:0px 3px 0px 3px;vertical-align:bottom;text-align:center;">58</td> <td data-sheets-numberformat='{"1":2,"2":"0","3":1}' data-sheets-value='{"1":3,"3":60}' style="overflow:hidden;padding:0px 3px 0px 3px;vertical-align:bottom;text-align:center;">60</td> <td data-sheets-numberformat='{"1":2,"2":"0","3":1}' data-sheets-value='{"1":2,"2":"-"}' style="border-right:1px solid #000000;overflow:hidden;padding:0px 3px 0px 3px;vertical-align:bottom;text-align:center;">-</td> </tr> <tr style="height:20px;"> <td style="border-left:1px solid #000000;overflow:hidden;padding:0px 3px 0px 3px;vertical-align:bottom;font-weight:bold;"></td> <td data-sheets-value='{"1":2,"2":"Double-walled"}' style="overflow:hidden;padding:0px 3px 0px 3px;vertical-align:bottom;font-weight:bold;">Double-walled</td> <td data-sheets-value='{"1":2,"2":"Clear (A/H)"}' style="border-right:1px solid #000000;overflow:hidden;padding:0px 3px 0px 3px;vertical-align:bottom;font-weight:bold;">Clear (A/H)</td> <td data-sheets-numberformat='{"1":2,"2":"0.00","3":1}' data-sheets-value='{"1":3,"3":2.9}' style="overflow:hidden;padding:0px 3px 0px 3px;vertical-align:bottom;text-align:center;">2.90</td> <td data-sheets-numberformat='{"1":2,"2":"0","3":1}' data-sheets-value='{"1":3,"3":79}' style="overflow:hidden;padding:0px 3px 0px 3px;vertical-align:bottom;text-align:center;">79</td> <td data-sheets-numberformat='{"1":2,"2":"0","3":1}' data-sheets-value='{"1":3,"3":72}' style="overflow:hidden;padding:0px 3px 0px 3px;vertical-align:bottom;text-align:center;">72</td> <td data-sheets-numberformat='{"1":2,"2":"0","3":1}' data-sheets-value='{"1":3,"3":20}' style="border-right:1px solid #000000;overflow:hidden;padding:0px 3px 0px 3px;vertical-align:bottom;text-align:center;">20</td> </tr> <tr style="height:20px;"> <td style="border-left:1px solid #000000;overflow:hidden;padding:0px 3px 0px 3px;vertical-align:bottom;font-weight:bold;"></td> <td data-sheets-value='{"1":2,"2":"Double-walled"}' style="overflow:hidden;padding:0px 3px 0px 3px;vertical-align:bottom;font-weight:bold;">Double-walled</td> <td data-sheets-value='{"1":2,"2":"Clear (A/A)"}' style="border-right:1px solid #000000;overflow:hidden;padding:0px 3px 0px 3px;vertical-align:bottom;font-weight:bold;">Clear (A/A)</td> <td data-sheets-numberformat='{"1":2,"2":"0.00","3":1}' data-sheets-value='{"1":3,"3":2.9}' style="overflow:hidden;padding:0px 3px 0px 3px;vertical-align:bottom;text-align:center;">2.90</td> <td data-sheets-numberformat='{"1":2,"2":"0","3":1}' data-sheets-value='{"1":3,"3":77}' style="overflow:hidden;padding:0px 3px 0px 3px;vertical-align:bottom;text-align:center;">77</td> <td data-sheets-numberformat='{"1":2,"2":"0","3":1}' data-sheets-value='{"1":3,"3":69}' style="overflow:hidden;padding:0px 3px 0px 3px;vertical-align:bottom;text-align:center;">69</td> <td data-sheets-numberformat='{"1":2,"2":"0","3":1}' data-sheets-value='{"1":3,"3":20}' style="border-right:1px solid #000000;overflow:hidden;padding:0px 3px 0px 3px;vertical-align:bottom;text-align:center;">20</td> </tr> <tr style="height:20px;"> <td style="border-left:1px solid #000000;overflow:hidden;padding:0px 3px 0px 3px;vertical-align:bottom;font-weight:bold;"></td> <td data-sheets-value='{"1":2,"2":"Double-walled"}' style="overflow:hidden;padding:0px 3px 0px 3px;vertical-align:bottom;font-weight:bold;">Double-walled</td> <td data-sheets-value='{"1":2,"2":"Opal (A/O)"}' style="border-right:1px solid #000000;overflow:hidden;padding:0px 3px 0px 3px;vertical-align:bottom;font-weight:bold;">Opal (A/O)</td> <td data-sheets-numberformat='{"1":2,"2":"0.00","3":1}' data-sheets-value='{"1":3,"3":2.9}' style="overflow:hidden;padding:0px 3px 0px 3px;vertical-align:bottom;text-align:center;">2.90</td> <td data-sheets-numberformat='{"1":2,"2":"0","3":1}' data-sheets-value='{"1":3,"3":73}' style="overflow:hidden;padding:0px 3px 0px 3px;vertical-align:bottom;text-align:center;">73</td> <td data-sheets-numberformat='{"1":2,"2":"0","3":1}' data-sheets-value='{"1":3,"3":63}' style="overflow:hidden;padding:0px 3px 0px 3px;vertical-align:bottom;text-align:center;">63</td> <td data-sheets-numberformat='{"1":2,"2":"0","3":1}' data-sheets-value='{"1":3,"3":20}' style="border-right:1px solid #000000;overflow:hidden;padding:0px 3px 0px 3px;vertical-align:bottom;text-align:center;">20</td> </tr> <tr style="height:20px;"> <td style="border-left:1px solid #000000;overflow:hidden;padding:0px 3px 0px 3px;vertical-align:bottom;font-weight:bold;"></td> <td data-sheets-value='{"1":2,"2":"Double-walled"}' style="overflow:hidden;padding:0px 3px 0px 3px;vertical-align:bottom;font-weight:bold;">Double-walled</td> <td data-sheets-value='{"1":2,"2":"Opal (A/D)"}' style="border-right:1px solid #000000;overflow:hidden;padding:0px 3px 0px 3px;vertical-align:bottom;font-weight:bold;">Opal (A/D)</td> <td data-sheets-numberformat='{"1":2,"2":"0.00","3":1}' data-sheets-value='{"1":3,"3":2.9}' style="overflow:hidden;padding:0px 3px 0px 3px;vertical-align:bottom;text-align:center;">2.90</td> <td data-sheets-numberformat='{"1":2,"2":"0","3":1}' data-sheets-value='{"1":3,"3":51}' style="overflow:hidden;padding:0px 3px 0px 3px;vertical-align:bottom;text-align:center;">51</td> <td data-sheets-numberformat='{"1":2,"2":"0","3":1}' data-sheets-value='{"1":3,"3":50}' style="overflow:hidden;padding:0px 3px 0px 3px;vertical-align:bottom;text-align:center;">50</td> <td data-sheets-numberformat='{"1":2,"2":"0","3":1}' data-sheets-value='{"1":3,"3":20}' style="border-right:1px solid #000000;overflow:hidden;padding:0px 3px 0px 3px;vertical-align:bottom;text-align:center;">20</td> </tr> <tr style="height:20px;"> <td style="border-left:1px solid #000000;overflow:hidden;padding:0px 3px 0px 3px;vertical-align:bottom;font-weight:bold;"></td> <td data-sheets-value='{"1":2,"2":"Triple-walled"}' style="overflow:hidden;padding:0px 3px 0px 3px;vertical-align:bottom;font-weight:bold;">Triple-walled</td> <td data-sheets-value='{"1":2,"2":"Clear (A/H/H)"}' style="border-right:1px solid #000000;overflow:hidden;padding:0px 3px 0px 3px;vertical-align:bottom;font-weight:bold;">Clear (A/H/H)</td> <td data-sheets-numberformat='{"1":2,"2":"0.00","3":1}' data-sheets-value='{"1":3,"3":1.7}' style="overflow:hidden;padding:0px 3px 0px 3px;vertical-align:bottom;text-align:center;">1.70</td> <td data-sheets-numberformat='{"1":2,"2":"0","3":1}' data-sheets-value='{"1":3,"3":71}' style="overflow:hidden;padding:0px 3px 0px 3px;vertical-align:bottom;text-align:center;">71</td> <td data-sheets-numberformat='{"1":2,"2":"0","3":1}' data-sheets-value='{"1":3,"3":63}' style="overflow:hidden;padding:0px 3px 0px 3px;vertical-align:bottom;text-align:center;">63</td> <td data-sheets-numberformat='{"1":2,"2":"0","3":1}' data-sheets-value='{"1":3,"3":22}' style="border-right:1px solid #000000;overflow:hidden;padding:0px 3px 0px 3px;vertical-align:bottom;text-align:center;">22</td> </tr> <tr style="height:20px;"> <td style="border-left:1px solid #000000;overflow:hidden;padding:0px 3px 0px 3px;vertical-align:bottom;font-weight:bold;"></td> <td data-sheets-value='{"1":2,"2":"Triple-walled"}' style="overflow:hidden;padding:0px 3px 0px 3px;vertical-align:bottom;font-weight:bold;">Triple-walled</td> <td data-sheets-value='{"1":2,"2":"Opal (A/O/O)"}' style="border-right:1px solid #000000;overflow:hidden;padding:0px 3px 0px 3px;vertical-align:bottom;font-weight:bold;">Opal (A/O/O)</td> <td data-sheets-numberformat='{"1":2,"2":"0.00","3":1}' data-sheets-value='{"1":3,"3":1.7}' style="overflow:hidden;padding:0px 3px 0px 3px;vertical-align:bottom;text-align:center;">1.70</td> <td data-sheets-numberformat='{"1":2,"2":"0","3":1}' data-sheets-value='{"1":3,"3":61}' style="overflow:hidden;padding:0px 3px 0px 3px;vertical-align:bottom;text-align:center;">61</td> <td data-sheets-numberformat='{"1":2,"2":"0","3":1}' data-sheets-value='{"1":3,"3":48}' style="overflow:hidden;padding:0px 3px 0px 3px;vertical-align:bottom;text-align:center;">48</td> <td data-sheets-numberformat='{"1":2,"2":"0","3":1}' data-sheets-value='{"1":3,"3":22}' style="border-right:1px solid #000000;overflow:hidden;padding:0px 3px 0px 3px;vertical-align:bottom;text-align:center;">22</td> </tr> <tr style="height:20px;"> <td style="border-left:1px solid #000000;overflow:hidden;padding:0px 3px 0px 3px;vertical-align:bottom;font-weight:bold;"></td> <td data-sheets-value='{"1":2,"2":"Four-walled"}' style="overflow:hidden;padding:0px 3px 0px 3px;vertical-align:bottom;font-weight:bold;">Four-walled</td> <td data-sheets-value='{"1":2,"2":"Clear (A/H/H/H)"}' style="border-right:1px solid #000000;overflow:hidden;padding:0px 3px 0px 3px;vertical-align:bottom;font-weight:bold;">Clear (A/H/H/H)</td> <td data-sheets-numberformat='{"1":2,"2":"0.00","3":1}' data-sheets-value='{"1":3,"3":1.28}' style="overflow:hidden;padding:0px 3px 0px 3px;vertical-align:bottom;text-align:center;">1.28</td> <td data-sheets-numberformat='{"1":2,"2":"0","3":1}' data-sheets-value='{"1":3,"3":64}' style="overflow:hidden;padding:0px 3px 0px 3px;vertical-align:bottom;text-align:center;">64</td> <td data-sheets-numberformat='{"1":2,"2":"0","3":1}' data-sheets-value='{"1":3,"3":52}' style="overflow:hidden;padding:0px 3px 0px 3px;vertical-align:bottom;text-align:center;">52</td> <td data-sheets-numberformat='{"1":2,"2":"0","3":1}' data-sheets-value='{"1":3,"3":23}' style="border-right:1px solid #000000;overflow:hidden;padding:0px 3px 0px 3px;vertical-align:bottom;text-align:center;">23</td> </tr> <tr style="height:20px;"> <td style="border-bottom:1px solid #000000;border-left:1px solid #000000;overflow:hidden;padding:0px 3px 0px 3px;vertical-align:bottom;"></td> <td data-sheets-value='{"1":2,"2":"Four-walled"}' style="border-bottom:1px solid #000000;overflow:hidden;padding:0px 3px 0px 3px;vertical-align:bottom;font-weight:bold;">Four-walled</td> <td data-sheets-value='{"1":2,"2":"Opal (A/H/O/H)"}' style="border-right:1px solid #000000;border-bottom:1px solid #000000;overflow:hidden;padding:0px 3px 0px 3px;vertical-align:bottom;font-weight:bold;">Opal (A/H/O/H)</td> <td data-sheets-numberformat='{"1":2,"2":"0.00","3":1}' data-sheets-value='{"1":3,"3":1.28}' style="border-bottom:1px solid #000000;overflow:hidden;padding:0px 3px 0px 3px;vertical-align:bottom;text-align:center;">1.28</td> <td data-sheets-numberformat='{"1":2,"2":"0","3":1}' data-sheets-value='{"1":3,"3":59}' style="border-bottom:1px solid #000000;overflow:hidden;padding:0px 3px 0px 3px;vertical-align:bottom;text-align:center;">59</td> <td data-sheets-numberformat='{"1":2,"2":"0","3":1}' data-sheets-value='{"1":3,"3":46}' style="border-bottom:1px solid #000000;overflow:hidden;padding:0px 3px 0px 3px;vertical-align:bottom;text-align:center;">46</td> <td data-sheets-numberformat='{"1":2,"2":"0","3":1}' data-sheets-value='{"1":3,"3":23}' style="border-right:1px solid #000000;border-bottom:1px solid #000000;overflow:hidden;padding:0px 3px 0px 3px;vertical-align:bottom;text-align:center;">23</td> </tr> <tr style="height:20px;"> <td data-sheets-value='{"1":2,"2":"Polycarbonate"}' style="border-left:1px solid #000000;overflow:hidden;padding:0px 3px 0px 3px;vertical-align:bottom;font-weight:bold;">Polycarbonate</td> <td data-sheets-value='{"1":2,"2":"Single-walled"}' style="overflow:hidden;padding:0px 3px 0px 3px;vertical-align:bottom;font-weight:bold;">Single-walled</td> <td data-sheets-value='{"1":2,"2":"Heatstop Opal (T)"}' style="border-right:1px solid #000000;overflow:hidden;padding:0px 3px 0px 3px;vertical-align:bottom;font-weight:bold;">Heatstop Opal (T)</td> <td data-sheets-numberformat='{"1":2,"2":"0.00","3":1}' data-sheets-value='{"1":3,"3":5.17}' style="overflow:hidden;padding:0px 3px 0px 3px;vertical-align:bottom;text-align:center;">5.17</td> <td data-sheets-numberformat='{"1":2,"2":"0","3":1}' data-sheets-value='{"1":3,"3":49}' style="overflow:hidden;padding:0px 3px 0px 3px;vertical-align:bottom;text-align:center;">49</td> <td data-sheets-numberformat='{"1":2,"2":"0","3":1}' data-sheets-value='{"1":3,"3":59}' style="overflow:hidden;padding:0px 3px 0px 3px;vertical-align:bottom;text-align:center;">59</td> <td data-sheets-numberformat='{"1":2,"2":"0","3":1}' data-sheets-value='{"1":2,"2":"-"}' style="border-right:1px solid #000000;overflow:hidden;padding:0px 3px 0px 3px;vertical-align:bottom;text-align:center;">-</td> </tr> <tr style="height:20px;"> <td data-sheets-value='{"1":2,"2":"Heatstop PC"}' style="border-left:1px solid #000000;overflow:hidden;padding:0px 3px 0px 3px;vertical-align:bottom;font-weight:bold;">Heatstop PC</td> <td data-sheets-value='{"1":2,"2":"Double-walled"}' style="overflow:hidden;padding:0px 3px 0px 3px;vertical-align:bottom;font-weight:bold;">Double-walled</td> <td data-sheets-value='{"1":2,"2":"Clear (T/H)"}' style="border-right:1px solid #000000;overflow:hidden;padding:0px 3px 0px 3px;vertical-align:bottom;font-weight:bold;">Clear (T/H)</td> <td data-sheets-numberformat='{"1":2,"2":"0.00","3":1}' data-sheets-value='{"1":3,"3":2.9}' style="overflow:hidden;padding:0px 3px 0px 3px;vertical-align:bottom;text-align:center;">2.90</td> <td data-sheets-numberformat='{"1":2,"2":"0","3":1}' data-sheets-value='{"1":3,"3":44}' style="overflow:hidden;padding:0px 3px 0px 3px;vertical-align:bottom;text-align:center;">44</td> <td data-sheets-numberformat='{"1":2,"2":"0","3":1}' data-sheets-value='{"1":3,"3":51}' style="overflow:hidden;padding:0px 3px 0px 3px;vertical-align:bottom;text-align:center;">51</td> <td data-sheets-numberformat='{"1":2,"2":"0","3":1}' data-sheets-value='{"1":3,"3":20}' style="border-right:1px solid #000000;overflow:hidden;padding:0px 3px 0px 3px;vertical-align:bottom;text-align:center;">20</td> </tr> <tr style="height:20px;"> <td style="border-left:1px solid #000000;overflow:hidden;padding:0px 3px 0px 3px;vertical-align:bottom;font-weight:bold;"></td> <td data-sheets-value='{"1":2,"2":"Double-walled"}' style="overflow:hidden;padding:0px 3px 0px 3px;vertical-align:bottom;font-weight:bold;">Double-walled</td> <td data-sheets-value='{"1":2,"2":"Opal (T/O)"}' style="border-right:1px solid #000000;overflow:hidden;padding:0px 3px 0px 3px;vertical-align:bottom;font-weight:bold;">Opal (T/O)</td> <td data-sheets-numberformat='{"1":2,"2":"0.00","3":1}' data-sheets-value='{"1":3,"3":2.9}' style="overflow:hidden;padding:0px 3px 0px 3px;vertical-align:bottom;text-align:center;">2.90</td> <td data-sheets-numberformat='{"1":2,"2":"0","3":1}' data-sheets-value='{"1":3,"3":41}' style="overflow:hidden;padding:0px 3px 0px 3px;vertical-align:bottom;text-align:center;">41</td> <td data-sheets-numberformat='{"1":2,"2":"0","3":1}' data-sheets-value='{"1":3,"3":45}' style="overflow:hidden;padding:0px 3px 0px 3px;vertical-align:bottom;text-align:center;">45</td> <td data-sheets-numberformat='{"1":2,"2":"0","3":1}' data-sheets-value='{"1":3,"3":20}' style="border-right:1px solid #000000;overflow:hidden;padding:0px 3px 0px 3px;vertical-align:bottom;text-align:center;">20</td> </tr> <tr style="height:20px;"> <td style="border-left:1px solid #000000;overflow:hidden;padding:0px 3px 0px 3px;vertical-align:bottom;font-weight:bold;"></td> <td data-sheets-value='{"1":2,"2":"Triple-walled"}' style="overflow:hidden; | skylux-160-ce-met-koepel-en-metaalopstand-met-lm-motor-en-windvang-1200-x-1800-mm | 8586006397261 | 46872294293837
Smoke and heat exhaust (SHEV) | SHE system | Skylux | Skylux 160° CE with skylight and metal curb with LM-actuator and spoiler 1200 x 2100 mm |  | 31660 | 5412970316602 | 5455.9 | Yes | 30-45 | 109.98 | 1200 x 2100 mm | 2100 | 1200 |  | metal curb M30 (30 cm high) | Rectangular | 5.17 W/m²K - 1.28 W/m²K | 87% - 32% | 90% - 32% | 20dB - 23dB | 160° CE (for industry) | skylight | with spoiler | E | Single actuator | Maximum four-walled skylight possible for this product | Ut-value LT-value g-value Rw-value EN 1873 : 2014 EN ISO 13468 EN 16153 EN 410 EN 410 EN ISO 140-3 Material Walls Shells (W/m²K) (%) (%) (dB) Acrylic Single-walled Clear (H) 5.17 90 87 - PMMA Single-walled Opal (O) 5.17 83 76 - Double-walled Clear (H/H) 2.90 81 75 20 Double-walled Opal (O/O) 2.90 69 58 20 Triple-walled Clear (H/H/H) 1.70 73 65 22 Triple-walled Opal (O/H/O) 1.70 62 51 22 Four-walled Clear (H/H/H/H) 1.28 64 54 23 Four-walled Opal (H/H/O/H) 1.28 59 48 23 Polycarbonate Single-walled Clear (A) 5.17 88 83 - PC Single-walled Opal (D) 5.17 58 60 - Double-walled Clear (A/H) 2.90 79 72 20 Double-walled Clear (A/A) 2.90 77 69 20 Double-walled Opal (A/O) 2.90 73 63 20 Double-walled Opal (A/D) 2.90 51 50 20 Triple-walled Clear (A/H/H) 1.70 71 63 22 Triple-walled Opal (A/O/O) 1.70 61 48 22 Four-walled Clear (A/H/H/H) 1.28 64 52 23 Four-walled Opal (A/H/O/H) 1.28 59 46 23 Polycarbonate Single-walled Heatstop Opal (T) 5.17 49 59 - Heatstop PC Double-walled Clear (T/H) 2.90 44 51 20 Double-walled Opal (T/O) 2.90 41 45 20 Triple-walled Clear (T/H/H) 1.70 40 <td data-sheets-numberformat='{"1":2,"2":"0","3":1}' data-sheets-value='{"1":3,"3":44}' style="overflow:hidden;paddin | https://skylux.eu/en/products/skylux-160-ce-met-koepel-en-metaalopstand-met-lm-motor-en-windvang-1200-x-2100-mm | https://skylux.eu/cdn/shop/files/Skylux-160deg-CE-met-koepel-en-metaalopstand-met-LM-motor-en-windvang-1200-x-2100-mm-RWA-systeem.jpg?v=1702977594&width=1600 | https://skylux.eu/cdn/shop/files/e5a82811-1bb0-48e4-a776-cacb59c7c092_30b7935b-c2bb-4802-a2a5-a406d13f3998.jpg?v=1688550415&width=1600 | //skylux.eu/cdn/shop/files/E_MH_Mounting_instructions_Skylux_160_CE_LM.pdf?v=12406716259046007223 | //skylux.eu/cdn/shop/files/E_TD_Technical_File_Skylux_Skylux_160_CE_Electric.pdf?v=3667116872303399239 | <style type="text/css" id="isPasted"> <!--td { border: 1px solid #cccccc; } br { mso-data-placement: same-cell; } --> </style> <table border="1" cellpadding="0" cellspacing="0" dir="ltr" style="table-layout:fixed;font-size:10pt;font-family:Arial;border-collapse:collapse;border:none;"><tbody> <tr style="height:20px;"> <td style="overflow:hidden;padding:0px 3px 0px 3px;vertical-align:bottom;"></td> <td style="overflow:hidden;padding:0px 3px 0px 3px;vertical-align:bottom;"></td> <td style="overflow:hidden;padding:0px 3px 0px 3px;vertical-align:bottom;"></td> <td data-sheets-value='{"1":2,"2":"Ut-value"}' style="overflow:hidden;padding:0px 3px 0px 3px;vertical-align:bottom;font-weight:bold;text-align:center;">Ut-value</td> <td data-sheets-value='{"1":2,"2":"LT-value"}' style="overflow:hidden;padding:0px 3px 0px 3px;vertical-align:bottom;font-weight:bold;text-align:center;">LT-value</td> <td data-sheets-value='{"1":2,"2":"g-value"}' style="overflow:hidden;padding:0px 3px 0px 3px;vertical-align:bottom;font-weight:bold;text-align:center;">g-value</td> <td data-sheets-value='{"1":2,"2":"Rw-value "}' style="overflow:hidden;padding:0px 3px 0px 3px;vertical-align:bottom;font-weight:bold;text-align:center;">Rw-value </td> </tr> <tr style="height:20px;"> <td style="overflow:hidden;padding:0px 3px 0px 3px;vertical-align:bottom;"></td> <td style="overflow:hidden;padding:0px 3px 0px 3px;vertical-align:bottom;"></td> <td style="overflow:hidden;padding:0px 3px 0px 3px;vertical-align:bottom;"></td> <td data-sheets-numberformat='{"1":2,"2":"0.00","3":1}' data-sheets-value='{"1":2,"2":"EN 1873 : 2014"}' style="overflow:hidden;padding:0px 3px 0px 3px;vertical-align:bottom;text-align:center;">EN 1873 : 2014</td> <td data-sheets-numberformat='{"1":2,"2":"0","3":1}' data-sheets-value='{"1":2,"2":"EN ISO 13468 EN 16153 EN 410"}' style="overflow:hidden;padding:0px 3px 0px 3px;vertical-align:bottom;text-align:center;">EN ISO 13468 EN 16153 EN 410</td> <td data-sheets-numberformat='{"1":2,"2":"0","3":1}' data-sheets-value='{"1":2,"2":"EN 410"}' style="overflow:hidden;padding:0px 3px 0px 3px;vertical-align:bottom;text-align:center;">EN 410</td> <td data-sheets-value='{"1":2,"2":"EN ISO 140-3\t\t"}' style="overflow:hidden;padding:0px 3px 0px 3px;vertical-align:bottom;text-align:center;">EN ISO 140-3 </td> </tr> <tr style="height:20px;"> <td data-sheets-value='{"1":2,"2":"Material"}' style="border-bottom:1px solid #000000;overflow:hidden;padding:0px 3px 0px 3px;vertical-align:bottom;background-color:#000000;font-weight:bold;color:#ffffff;">Material</td> <td data-sheets-value='{"1":2,"2":"Walls"}' style="border-bottom:1px solid #000000;overflow:hidden;padding:0px 3px 0px 3px;vertical-align:bottom;background-color:#000000;font-weight:bold;color:#ffffff;">Walls</td> <td data-sheets-value='{"1":2,"2":"Shells"}' style="border-bottom:1px solid #000000;overflow:hidden;padding:0px 3px 0px 3px;vertical-align:bottom;background-color:#000000;font-weight:bold;color:#ffffff;">Shells</td> <td data-sheets-numberformat='{"1":2,"2":"0.00","3":1}' data-sheets-value='{"1":2,"2":"(W/m²K)\t"}' style="border-bottom:1px solid #000000;overflow:hidden;padding:0px 3px 0px 3px;vertical-align:bottom;background-color:#000000;font-weight:bold;color:#ffffff;text-align:center;">(W/m²K) </td> <td data-sheets-numberformat='{"1":2,"2":"0","3":1}' data-sheets-value='{"1":2,"2":"(%)"}' style="border-bottom:1px solid #000000;overflow:hidden;padding:0px 3px 0px 3px;vertical-align:bottom;background-color:#000000;font-weight:bold;color:#ffffff;text-align:center;">(%)</td> <td data-sheets-numberformat='{"1":2,"2":"0","3":1}' data-sheets-value='{"1":2,"2":"(%)"}' style="border-bottom:1px solid #000000;overflow:hidden;padding:0px 3px 0px 3px;vertical-align:bottom;background-color:#000000;font-weight:bold;color:#ffffff;text-align:center;">(%)</td> <td data-sheets-value='{"1":2,"2":"(dB)"}' style="border-bottom:1px solid #000000;overflow:hidden;padding:0px 3px 0px 3px;vertical-align:bottom;background-color:#000000;font-weight:bold;color:#ffffff;text-align:center;">(dB)</td> </tr> <tr style="height:20px;"> <td data-sheets-value='{"1":2,"2":"Acrylic"}' style="border-left:1px solid #000000;overflow:hidden;padding:0px 3px 0px 3px;vertical-align:bottom;font-weight:bold;">Acrylic</td> <td data-sheets-value='{"1":2,"2":"Single-walled"}' style="overflow:hidden;padding:0px 3px 0px 3px;vertical-align:bottom;font-weight:bold;">Single-walled</td> <td data-sheets-value='{"1":2,"2":"Clear (H)"}' style="border-right:1px solid #000000;overflow:hidden;padding:0px 3px 0px 3px;vertical-align:bottom;font-weight:bold;">Clear (H)</td> <td data-sheets-numberformat='{"1":2,"2":"0.00","3":1}' data-sheets-value='{"1":3,"3":5.17}' style="overflow:hidden;padding:0px 3px 0px 3px;vertical-align:bottom;text-align:center;">5.17</td> <td data-sheets-numberformat='{"1":2,"2":"0","3":1}' data-sheets-value='{"1":3,"3":90}' style="overflow:hidden;padding:0px 3px 0px 3px;vertical-align:bottom;text-align:center;">90</td> <td data-sheets-numberformat='{"1":2,"2":"0","3":1}' data-sheets-value='{"1":3,"3":87}' style="overflow:hidden;padding:0px 3px 0px 3px;vertical-align:bottom;text-align:center;">87</td> <td data-sheets-numberformat='{"1":2,"2":"0","3":1}' data-sheets-value='{"1":2,"2":"-"}' style="border-right:1px solid #000000;overflow:hidden;padding:0px 3px 0px 3px;vertical-align:bottom;text-align:center;">-</td> </tr> <tr style="height:20px;"> <td data-sheets-value='{"1":2,"2":"PMMA"}' style="border-left:1px solid #000000;overflow:hidden;padding:0px 3px 0px 3px;vertical-align:bottom;font-weight:bold;">PMMA</td> <td data-sheets-value='{"1":2,"2":"Single-walled"}' style="overflow:hidden;padding:0px 3px 0px 3px;vertical-align:bottom;font-weight:bold;">Single-walled</td> <td data-sheets-value='{"1":2,"2":"Opal (O)"}' style="border-right:1px solid #000000;overflow:hidden;padding:0px 3px 0px 3px;vertical-align:bottom;font-weight:bold;">Opal (O)</td> <td data-sheets-numberformat='{"1":2,"2":"0.00","3":1}' data-sheets-value='{"1":3,"3":5.17}' style="overflow:hidden;padding:0px 3px 0px 3px;vertical-align:bottom;text-align:center;">5.17</td> <td data-sheets-numberformat='{"1":2,"2":"0","3":1}' data-sheets-value='{"1":3,"3":83}' style="overflow:hidden;padding:0px 3px 0px 3px;vertical-align:bottom;text-align:center;">83</td> <td data-sheets-numberformat='{"1":2,"2":"0","3":1}' data-sheets-value='{"1":3,"3":76}' style="overflow:hidden;padding:0px 3px 0px 3px;vertical-align:bottom;text-align:center;">76</td> <td data-sheets-numberformat='{"1":2,"2":"0","3":1}' data-sheets-value='{"1":2,"2":"-"}' style="border-right:1px solid #000000;overflow:hidden;padding:0px 3px 0px 3px;vertical-align:bottom;text-align:center;">-</td> </tr> <tr style="height:20px;"> <td style="border-left:1px solid #000000;overflow:hidden;padding:0px 3px 0px 3px;vertical-align:bottom;font-weight:bold;"></td> <td data-sheets-value='{"1":2,"2":"Double-walled"}' style="overflow:hidden;padding:0px 3px 0px 3px;vertical-align:bottom;font-weight:bold;">Double-walled</td> <td data-sheets-value='{"1":2,"2":"Clear (H/H)"}' style="border-right:1px solid #000000;overflow:hidden;padding:0px 3px 0px 3px;vertical-align:bottom;font-weight:bold;">Clear (H/H)</td> <td data-sheets-numberformat='{"1":2,"2":"0.00","3":1}' data-sheets-value='{"1":3,"3":2.9}' style="overflow:hidden;padding:0px 3px 0px 3px;vertical-align:bottom;text-align:center;">2.90</td> <td data-sheets-numberformat='{"1":2,"2":"0","3":1}' data-sheets-value='{"1":3,"3":81}' style="overflow:hidden;padding:0px 3px 0px 3px;vertical-align:bottom;text-align:center;">81</td> <td data-sheets-numberformat='{"1":2,"2":"0","3":1}' data-sheets-value='{"1":3,"3":75}' style="overflow:hidden;padding:0px 3px 0px 3px;vertical-align:bottom;text-align:center;">75</td> <td data-sheets-numberformat='{"1":2,"2":"0","3":1}' data-sheets-value='{"1":3,"3":20}' style="border-right:1px solid #000000;overflow:hidden;padding:0px 3px 0px 3px;vertical-align:bottom;text-align:center;">20</td> </tr> <tr style="height:20px;"> <td style="border-left:1px solid #000000;overflow:hidden;padding:0px 3px 0px 3px;vertical-align:bottom;font-weight:bold;"></td> <td data-sheets-value='{"1":2,"2":"Double-walled"}' style="overflow:hidden;padding:0px 3px 0px 3px;vertical-align:bottom;font-weight:bold;">Double-walled</td> <td data-sheets-value='{"1":2,"2":"Opal (O/O)"}' style="border-right:1px solid #000000;overflow:hidden;padding:0px 3px 0px 3px;vertical-align:bottom;font-weight:bold;">Opal (O/O)</td> <td data-sheets-numberformat='{"1":2,"2":"0.00","3":1}' data-sheets-value='{"1":3,"3":2.9}' style="overflow:hidden;padding:0px 3px 0px 3px;vertical-align:bottom;text-align:center;">2.90</td> <td data-sheets-numberformat='{"1":2,"2":"0","3":1}' data-sheets-value='{"1":3,"3":69}' style="overflow:hidden;padding:0px 3px 0px 3px;vertical-align:bottom;text-align:center;">69</td> <td data-sheets-numberformat='{"1":2,"2":"0","3":1}' data-sheets-value='{"1":3,"3":58}' style="overflow:hidden;padding:0px 3px 0px 3px;vertical-align:bottom;text-align:center;">58</td> <td data-sheets-numberformat='{"1":2,"2":"0","3":1}' data-sheets-value='{"1":3,"3":20}' style="border-right:1px solid #000000;overflow:hidden;padding:0px 3px 0px 3px;vertical-align:bottom;text-align:center;">20</td> </tr> <tr style="height:20px;"> <td style="border-left:1px solid #000000;overflow:hidden;padding:0px 3px 0px 3px;vertical-align:bottom;font-weight:bold;"></td> <td data-sheets-value='{"1":2,"2":"Triple-walled"}' style="overflow:hidden;padding:0px 3px 0px 3px;vertical-align:bottom;font-weight:bold;">Triple-walled</td> <td data-sheets-value='{"1":2,"2":"Clear (H/H/H)"}' style="border-right:1px solid #000000;overflow:hidden;padding:0px 3px 0px 3px;vertical-align:bottom;font-weight:bold;">Clear (H/H/H)</td> <td data-sheets-numberformat='{"1":2,"2":"0.00","3":1}' data-sheets-value='{"1":3,"3":1.7}' style="overflow:hidden;padding:0px 3px 0px 3px;vertical-align:bottom;text-align:center;">1.70</td> <td data-sheets-numberformat='{"1":2,"2":"0","3":1}' data-sheets-value='{"1":3,"3":73}' style="overflow:hidden;padding:0px 3px 0px 3px;vertical-align:bottom;text-align:center;">73</td> <td data-sheets-numberformat='{"1":2,"2":"0","3":1}' data-sheets-value='{"1":3,"3":65}' style="overflow:hidden;padding:0px 3px 0px 3px;vertical-align:bottom;text-align:center;">65</td> <td data-sheets-numberformat='{"1":2,"2":"0","3":1}' data-sheets-value='{"1":3,"3":22}' style="border-right:1px solid #000000;overflow:hidden;padding:0px 3px 0px 3px;vertical-align:bottom;text-align:center;">22</td> </tr> <tr style="height:20px;"> <td style="border-left:1px solid #000000;overflow:hidden;padding:0px 3px 0px 3px;vertical-align:bottom;font-weight:bold;"></td> <td data-sheets-value='{"1":2,"2":"Triple-walled"}' style="overflow:hidden;padding:0px 3px 0px 3px;vertical-align:bottom;font-weight:bold;">Triple-walled</td> <td data-sheets-value='{"1":2,"2":"Opal (O/H/O)"}' style="border-right:1px solid #000000;overflow:hidden;padding:0px 3px 0px 3px;vertical-align:bottom;font-weight:bold;">Opal (O/H/O)</td> <td data-sheets-numberformat='{"1":2,"2":"0.00","3":1}' data-sheets-value='{"1":3,"3":1.7}' style="overflow:hidden;padding:0px 3px 0px 3px;vertical-align:bottom;text-align:center;">1.70</td> <td data-sheets-numberformat='{"1":2,"2":"0","3":1}' data-sheets-value='{"1":3,"3":62}' style="overflow:hidden;padding:0px 3px 0px 3px;vertical-align:bottom;text-align:center;">62</td> <td data-sheets-numberformat='{"1":2,"2":"0","3":1}' data-sheets-value='{"1":3,"3":51}' style="overflow:hidden;padding:0px 3px 0px 3px;vertical-align:bottom;text-align:center;">51</td> <td data-sheets-numberformat='{"1":2,"2":"0","3":1}' data-sheets-value='{"1":3,"3":22}' style="border-right:1px solid #000000;overflow:hidden;padding:0px 3px 0px 3px;vertical-align:bottom;text-align:center;">22</td> </tr> <tr style="height:20px;"> <td style="border-left:1px solid #000000;overflow:hidden;padding:0px 3px 0px 3px;vertical-align:bottom;font-weight:bold;"></td> <td data-sheets-value='{"1":2,"2":"Four-walled"}' style="overflow:hidden;padding:0px 3px 0px 3px;vertical-align:bottom;font-weight:bold;">Four-walled</td> <td data-sheets-value='{"1":2,"2":"Clear (H/H/H/H)"}' style="border-right:1px solid #000000;overflow:hidden;padding:0px 3px 0px 3px;vertical-align:bottom;font-weight:bold;">Clear (H/H/H/H)</td> <td data-sheets-numberformat='{"1":2,"2":"0.00","3":1}' data-sheets-value='{"1":3,"3":1.28}' style="overflow:hidden;padding:0px 3px 0px 3px;vertical-align:bottom;text-align:center;">1.28</td> <td data-sheets-numberformat='{"1":2,"2":"0","3":1}' data-sheets-value='{"1":3,"3":64}' style="overflow:hidden;padding:0px 3px 0px 3px;vertical-align:bottom;text-align:center;">64</td> <td data-sheets-numberformat='{"1":2,"2":"0","3":1}' data-sheets-value='{"1":3,"3":54}' style="overflow:hidden;padding:0px 3px 0px 3px;vertical-align:bottom;text-align:center;">54</td> <td data-sheets-numberformat='{"1":2,"2":"0","3":1}' data-sheets-value='{"1":3,"3":23}' style="border-right:1px solid #000000;overflow:hidden;padding:0px 3px 0px 3px;vertical-align:bottom;text-align:center;">23</td> </tr> <tr style="height:20px;"> <td style="border-bottom:1px solid #000000;border-left:1px solid #000000;overflow:hidden;padding:0px 3px 0px 3px;vertical-align:bottom;"></td> <td data-sheets-value='{"1":2,"2":"Four-walled"}' style="border-bottom:1px solid #000000;overflow:hidden;padding:0px 3px 0px 3px;vertical-align:bottom;font-weight:bold;">Four-walled</td> <td data-sheets-value='{"1":2,"2":"Opal (H/H/O/H)"}' style="border-right:1px solid #000000;border-bottom:1px solid #000000;overflow:hidden;padding:0px 3px 0px 3px;vertical-align:bottom;font-weight:bold;">Opal (H/H/O/H)</td> <td data-sheets-numberformat='{"1":2,"2":"0.00","3":1}' data-sheets-value='{"1":3,"3":1.28}' style="border-bottom:1px solid #000000;overflow:hidden;padding:0px 3px 0px 3px;vertical-align:bottom;text-align:center;">1.28</td> <td data-sheets-numberformat='{"1":2,"2":"0","3":1}' data-sheets-value='{"1":3,"3":59}' style="border-bottom:1px solid #000000;overflow:hidden;padding:0px 3px 0px 3px;vertical-align:bottom;text-align:center;">59</td> <td data-sheets-numberformat='{"1":2,"2":"0","3":1}' data-sheets-value='{"1":3,"3":48}' style="border-bottom:1px solid #000000;overflow:hidden;padding:0px 3px 0px 3px;vertical-align:bottom;text-align:center;">48</td> <td data-sheets-numberformat='{"1":2,"2":"0","3":1}' data-sheets-value='{"1":3,"3":23}' style="border-right:1px solid #000000;border-bottom:1px solid #000000;overflow:hidden;padding:0px 3px 0px 3px;vertical-align:bottom;text-align:center;">23</td> </tr> <tr style="height:20px;"> <td data-sheets-value='{"1":2,"2":"Polycarbonate "}' style="border-left:1px solid #000000;overflow:hidden;padding:0px 3px 0px 3px;vertical-align:bottom;font-weight:bold;">Polycarbonate </td> <td data-sheets-value='{"1":2,"2":"Single-walled"}' style="overflow:hidden;padding:0px 3px 0px 3px;vertical-align:bottom;font-weight:bold;">Single-walled</td> <td data-sheets-value='{"1":2,"2":"Clear (A)"}' style="border-right:1px solid #000000;overflow:hidden;padding:0px 3px 0px 3px;vertical-align:bottom;font-weight:bold;">Clear (A)</td> <td data-sheets-numberformat='{"1":2,"2":"0.00","3":1}' data-sheets-value='{"1":3,"3":5.17}' style="overflow:hidden;padding:0px 3px 0px 3px;vertical-align:bottom;text-align:center;">5.17</td> <td data-sheets-numberformat='{"1":2,"2":"0","3":1}' data-sheets-value='{"1":3,"3":88}' style="overflow:hidden;padding:0px 3px 0px 3px;vertical-align:bottom;text-align:center;">88</td> <td data-sheets-numberformat='{"1":2,"2":"0","3":1}' data-sheets-value='{"1":3,"3":83}' style="overflow:hidden;padding:0px 3px 0px 3px;vertical-align:bottom;text-align:center;">83</td> <td data-sheets-numberformat='{"1":2,"2":"0","3":1}' data-sheets-value='{"1":2,"2":"-"}' style="border-right:1px solid #000000;overflow:hidden;padding:0px 3px 0px 3px;vertical-align:bottom;text-align:center;">-</td> </tr> <tr style="height:20px;"> <td data-sheets-value='{"1":2,"2":"PC"}' style="border-left:1px solid #000000;overflow:hidden;padding:0px 3px 0px 3px;vertical-align:bottom;font-weight:bold;">PC</td> <td data-sheets-value='{"1":2,"2":"Single-walled"}' style="overflow:hidden;padding:0px 3px 0px 3px;vertical-align:bottom;font-weight:bold;">Single-walled</td> <td data-sheets-value='{"1":2,"2":"Opal (D)"}' style="border-right:1px solid #000000;overflow:hidden;padding:0px 3px 0px 3px;vertical-align:bottom;font-weight:bold;">Opal (D)</td> <td data-sheets-numberformat='{"1":2,"2":"0.00","3":1}' data-sheets-value='{"1":3,"3":5.17}' style="overflow:hidden;padding:0px 3px 0px 3px;vertical-align:bottom;text-align:center;">5.17</td> <td data-sheets-numberformat='{"1":2,"2":"0","3":1}' data-sheets-value='{"1":3,"3":58}' style="overflow:hidden;padding:0px 3px 0px 3px;vertical-align:bottom;text-align:center;">58</td> <td data-sheets-numberformat='{"1":2,"2":"0","3":1}' data-sheets-value='{"1":3,"3":60}' style="overflow:hidden;padding:0px 3px 0px 3px;vertical-align:bottom;text-align:center;">60</td> <td data-sheets-numberformat='{"1":2,"2":"0","3":1}' data-sheets-value='{"1":2,"2":"-"}' style="border-right:1px solid #000000;overflow:hidden;padding:0px 3px 0px 3px;vertical-align:bottom;text-align:center;">-</td> </tr> <tr style="height:20px;"> <td style="border-left:1px solid #000000;overflow:hidden;padding:0px 3px 0px 3px;vertical-align:bottom;font-weight:bold;"></td> <td data-sheets-value='{"1":2,"2":"Double-walled"}' style="overflow:hidden;padding:0px 3px 0px 3px;vertical-align:bottom;font-weight:bold;">Double-walled</td> <td data-sheets-value='{"1":2,"2":"Clear (A/H)"}' style="border-right:1px solid #000000;overflow:hidden;padding:0px 3px 0px 3px;vertical-align:bottom;font-weight:bold;">Clear (A/H)</td> <td data-sheets-numberformat='{"1":2,"2":"0.00","3":1}' data-sheets-value='{"1":3,"3":2.9}' style="overflow:hidden;padding:0px 3px 0px 3px;vertical-align:bottom;text-align:center;">2.90</td> <td data-sheets-numberformat='{"1":2,"2":"0","3":1}' data-sheets-value='{"1":3,"3":79}' style="overflow:hidden;padding:0px 3px 0px 3px;vertical-align:bottom;text-align:center;">79</td> <td data-sheets-numberformat='{"1":2,"2":"0","3":1}' data-sheets-value='{"1":3,"3":72}' style="overflow:hidden;padding:0px 3px 0px 3px;vertical-align:bottom;text-align:center;">72</td> <td data-sheets-numberformat='{"1":2,"2":"0","3":1}' data-sheets-value='{"1":3,"3":20}' style="border-right:1px solid #000000;overflow:hidden;padding:0px 3px 0px 3px;vertical-align:bottom;text-align:center;">20</td> </tr> <tr style="height:20px;"> <td style="border-left:1px solid #000000;overflow:hidden;padding:0px 3px 0px 3px;vertical-align:bottom;font-weight:bold;"></td> <td data-sheets-value='{"1":2,"2":"Double-walled"}' style="overflow:hidden;padding:0px 3px 0px 3px;vertical-align:bottom;font-weight:bold;">Double-walled</td> <td data-sheets-value='{"1":2,"2":"Clear (A/A)"}' style="border-right:1px solid #000000;overflow:hidden;padding:0px 3px 0px 3px;vertical-align:bottom;font-weight:bold;">Clear (A/A)</td> <td data-sheets-numberformat='{"1":2,"2":"0.00","3":1}' data-sheets-value='{"1":3,"3":2.9}' style="overflow:hidden;padding:0px 3px 0px 3px;vertical-align:bottom;text-align:center;">2.90</td> <td data-sheets-numberformat='{"1":2,"2":"0","3":1}' data-sheets-value='{"1":3,"3":77}' style="overflow:hidden;padding:0px 3px 0px 3px;vertical-align:bottom;text-align:center;">77</td> <td data-sheets-numberformat='{"1":2,"2":"0","3":1}' data-sheets-value='{"1":3,"3":69}' style="overflow:hidden;padding:0px 3px 0px 3px;vertical-align:bottom;text-align:center;">69</td> <td data-sheets-numberformat='{"1":2,"2":"0","3":1}' data-sheets-value='{"1":3,"3":20}' style="border-right:1px solid #000000;overflow:hidden;padding:0px 3px 0px 3px;vertical-align:bottom;text-align:center;">20</td> </tr> <tr style="height:20px;"> <td style="border-left:1px solid #000000;overflow:hidden;padding:0px 3px 0px 3px;vertical-align:bottom;font-weight:bold;"></td> <td data-sheets-value='{"1":2,"2":"Double-walled"}' style="overflow:hidden;padding:0px 3px 0px 3px;vertical-align:bottom;font-weight:bold;">Double-walled</td> <td data-sheets-value='{"1":2,"2":"Opal (A/O)"}' style="border-right:1px solid #000000;overflow:hidden;padding:0px 3px 0px 3px;vertical-align:bottom;font-weight:bold;">Opal (A/O)</td> <td data-sheets-numberformat='{"1":2,"2":"0.00","3":1}' data-sheets-value='{"1":3,"3":2.9}' style="overflow:hidden;padding:0px 3px 0px 3px;vertical-align:bottom;text-align:center;">2.90</td> <td data-sheets-numberformat='{"1":2,"2":"0","3":1}' data-sheets-value='{"1":3,"3":73}' style="overflow:hidden;padding:0px 3px 0px 3px;vertical-align:bottom;text-align:center;">73</td> <td data-sheets-numberformat='{"1":2,"2":"0","3":1}' data-sheets-value='{"1":3,"3":63}' style="overflow:hidden;padding:0px 3px 0px 3px;vertical-align:bottom;text-align:center;">63</td> <td data-sheets-numberformat='{"1":2,"2":"0","3":1}' data-sheets-value='{"1":3,"3":20}' style="border-right:1px solid #000000;overflow:hidden;padding:0px 3px 0px 3px;vertical-align:bottom;text-align:center;">20</td> </tr> <tr style="height:20px;"> <td style="border-left:1px solid #000000;overflow:hidden;padding:0px 3px 0px 3px;vertical-align:bottom;font-weight:bold;"></td> <td data-sheets-value='{"1":2,"2":"Double-walled"}' style="overflow:hidden;padding:0px 3px 0px 3px;vertical-align:bottom;font-weight:bold;">Double-walled</td> <td data-sheets-value='{"1":2,"2":"Opal (A/D)"}' style="border-right:1px solid #000000;overflow:hidden;padding:0px 3px 0px 3px;vertical-align:bottom;font-weight:bold;">Opal (A/D)</td> <td data-sheets-numberformat='{"1":2,"2":"0.00","3":1}' data-sheets-value='{"1":3,"3":2.9}' style="overflow:hidden;padding:0px 3px 0px 3px;vertical-align:bottom;text-align:center;">2.90</td> <td data-sheets-numberformat='{"1":2,"2":"0","3":1}' data-sheets-value='{"1":3,"3":51}' style="overflow:hidden;padding:0px 3px 0px 3px;vertical-align:bottom;text-align:center;">51</td> <td data-sheets-numberformat='{"1":2,"2":"0","3":1}' data-sheets-value='{"1":3,"3":50}' style="overflow:hidden;padding:0px 3px 0px 3px;vertical-align:bottom;text-align:center;">50</td> <td data-sheets-numberformat='{"1":2,"2":"0","3":1}' data-sheets-value='{"1":3,"3":20}' style="border-right:1px solid #000000;overflow:hidden;padding:0px 3px 0px 3px;vertical-align:bottom;text-align:center;">20</td> </tr> <tr style="height:20px;"> <td style="border-left:1px solid #000000;overflow:hidden;padding:0px 3px 0px 3px;vertical-align:bottom;font-weight:bold;"></td> <td data-sheets-value='{"1":2,"2":"Triple-walled"}' style="overflow:hidden;padding:0px 3px 0px 3px;vertical-align:bottom;font-weight:bold;">Triple-walled</td> <td data-sheets-value='{"1":2,"2":"Clear (A/H/H)"}' style="border-right:1px solid #000000;overflow:hidden;padding:0px 3px 0px 3px;vertical-align:bottom;font-weight:bold;">Clear (A/H/H)</td> <td data-sheets-numberformat='{"1":2,"2":"0.00","3":1}' data-sheets-value='{"1":3,"3":1.7}' style="overflow:hidden;padding:0px 3px 0px 3px;vertical-align:bottom;text-align:center;">1.70</td> <td data-sheets-numberformat='{"1":2,"2":"0","3":1}' data-sheets-value='{"1":3,"3":71}' style="overflow:hidden;padding:0px 3px 0px 3px;vertical-align:bottom;text-align:center;">71</td> <td data-sheets-numberformat='{"1":2,"2":"0","3":1}' data-sheets-value='{"1":3,"3":63}' style="overflow:hidden;padding:0px 3px 0px 3px;vertical-align:bottom;text-align:center;">63</td> <td data-sheets-numberformat='{"1":2,"2":"0","3":1}' data-sheets-value='{"1":3,"3":22}' style="border-right:1px solid #000000;overflow:hidden;padding:0px 3px 0px 3px;vertical-align:bottom;text-align:center;">22</td> </tr> <tr style="height:20px;"> <td style="border-left:1px solid #000000;overflow:hidden;padding:0px 3px 0px 3px;vertical-align:bottom;font-weight:bold;"></td> <td data-sheets-value='{"1":2,"2":"Triple-walled"}' style="overflow:hidden;padding:0px 3px 0px 3px;vertical-align:bottom;font-weight:bold;">Triple-walled</td> <td data-sheets-value='{"1":2,"2":"Opal (A/O/O)"}' style="border-right:1px solid #000000;overflow:hidden;padding:0px 3px 0px 3px;vertical-align:bottom;font-weight:bold;">Opal (A/O/O)</td> <td data-sheets-numberformat='{"1":2,"2":"0.00","3":1}' data-sheets-value='{"1":3,"3":1.7}' style="overflow:hidden;padding:0px 3px 0px 3px;vertical-align:bottom;text-align:center;">1.70</td> <td data-sheets-numberformat='{"1":2,"2":"0","3":1}' data-sheets-value='{"1":3,"3":61}' style="overflow:hidden;padding:0px 3px 0px 3px;vertical-align:bottom;text-align:center;">61</td> <td data-sheets-numberformat='{"1":2,"2":"0","3":1}' data-sheets-value='{"1":3,"3":48}' style="overflow:hidden;padding:0px 3px 0px 3px;vertical-align:bottom;text-align:center;">48</td> <td data-sheets-numberformat='{"1":2,"2":"0","3":1}' data-sheets-value='{"1":3,"3":22}' style="border-right:1px solid #000000;overflow:hidden;padding:0px 3px 0px 3px;vertical-align:bottom;text-align:center;">22</td> </tr> <tr style="height:20px;"> <td style="border-left:1px solid #000000;overflow:hidden;padding:0px 3px 0px 3px;vertical-align:bottom;font-weight:bold;"></td> <td data-sheets-value='{"1":2,"2":"Four-walled"}' style="overflow:hidden;padding:0px 3px 0px 3px;vertical-align:bottom;font-weight:bold;">Four-walled</td> <td data-sheets-value='{"1":2,"2":"Clear (A/H/H/H)"}' style="border-right:1px solid #000000;overflow:hidden;padding:0px 3px 0px 3px;vertical-align:bottom;font-weight:bold;">Clear (A/H/H/H)</td> <td data-sheets-numberformat='{"1":2,"2":"0.00","3":1}' data-sheets-value='{"1":3,"3":1.28}' style="overflow:hidden;padding:0px 3px 0px 3px;vertical-align:bottom;text-align:center;">1.28</td> <td data-sheets-numberformat='{"1":2,"2":"0","3":1}' data-sheets-value='{"1":3,"3":64}' style="overflow:hidden;padding:0px 3px 0px 3px;vertical-align:bottom;text-align:center;">64</td> <td data-sheets-numberformat='{"1":2,"2":"0","3":1}' data-sheets-value='{"1":3,"3":52}' style="overflow:hidden;padding:0px 3px 0px 3px;vertical-align:bottom;text-align:center;">52</td> <td data-sheets-numberformat='{"1":2,"2":"0","3":1}' data-sheets-value='{"1":3,"3":23}' style="border-right:1px solid #000000;overflow:hidden;padding:0px 3px 0px 3px;vertical-align:bottom;text-align:center;">23</td> </tr> <tr style="height:20px;"> <td style="border-bottom:1px solid #000000;border-left:1px solid #000000;overflow:hidden;padding:0px 3px 0px 3px;vertical-align:bottom;"></td> <td data-sheets-value='{"1":2,"2":"Four-walled"}' style="border-bottom:1px solid #000000;overflow:hidden;padding:0px 3px 0px 3px;vertical-align:bottom;font-weight:bold;">Four-walled</td> <td data-sheets-value='{"1":2,"2":"Opal (A/H/O/H)"}' style="border-right:1px solid #000000;border-bottom:1px solid #000000;overflow:hidden;padding:0px 3px 0px 3px;vertical-align:bottom;font-weight:bold;">Opal (A/H/O/H)</td> <td data-sheets-numberformat='{"1":2,"2":"0.00","3":1}' data-sheets-value='{"1":3,"3":1.28}' style="border-bottom:1px solid #000000;overflow:hidden;padding:0px 3px 0px 3px;vertical-align:bottom;text-align:center;">1.28</td> <td data-sheets-numberformat='{"1":2,"2":"0","3":1}' data-sheets-value='{"1":3,"3":59}' style="border-bottom:1px solid #000000;overflow:hidden;padding:0px 3px 0px 3px;vertical-align:bottom;text-align:center;">59</td> <td data-sheets-numberformat='{"1":2,"2":"0","3":1}' data-sheets-value='{"1":3,"3":46}' style="border-bottom:1px solid #000000;overflow:hidden;padding:0px 3px 0px 3px;vertical-align:bottom;text-align:center;">46</td> <td data-sheets-numberformat='{"1":2,"2":"0","3":1}' data-sheets-value='{"1":3,"3":23}' style="border-right:1px solid #000000;border-bottom:1px solid #000000;overflow:hidden;padding:0px 3px 0px 3px;vertical-align:bottom;text-align:center;">23</td> </tr> <tr style="height:20px;"> <td data-sheets-value='{"1":2,"2":"Polycarbonate"}' style="border-left:1px solid #000000;overflow:hidden;padding:0px 3px 0px 3px;vertical-align:bottom;font-weight:bold;">Polycarbonate</td> <td data-sheets-value='{"1":2,"2":"Single-walled"}' style="overflow:hidden;padding:0px 3px 0px 3px;vertical-align:bottom;font-weight:bold;">Single-walled</td> <td data-sheets-value='{"1":2,"2":"Heatstop Opal (T)"}' style="border-right:1px solid #000000;overflow:hidden;padding:0px 3px 0px 3px;vertical-align:bottom;font-weight:bold;">Heatstop Opal (T)</td> <td data-sheets-numberformat='{"1":2,"2":"0.00","3":1}' data-sheets-value='{"1":3,"3":5.17}' style="overflow:hidden;padding:0px 3px 0px 3px;vertical-align:bottom;text-align:center;">5.17</td> <td data-sheets-numberformat='{"1":2,"2":"0","3":1}' data-sheets-value='{"1":3,"3":49}' style="overflow:hidden;padding:0px 3px 0px 3px;vertical-align:bottom;text-align:center;">49</td> <td data-sheets-numberformat='{"1":2,"2":"0","3":1}' data-sheets-value='{"1":3,"3":59}' style="overflow:hidden;padding:0px 3px 0px 3px;vertical-align:bottom;text-align:center;">59</td> <td data-sheets-numberformat='{"1":2,"2":"0","3":1}' data-sheets-value='{"1":2,"2":"-"}' style="border-right:1px solid #000000;overflow:hidden;padding:0px 3px 0px 3px;vertical-align:bottom;text-align:center;">-</td> </tr> <tr style="height:20px;"> <td data-sheets-value='{"1":2,"2":"Heatstop PC"}' style="border-left:1px solid #000000;overflow:hidden;padding:0px 3px 0px 3px;vertical-align:bottom;font-weight:bold;">Heatstop PC</td> <td data-sheets-value='{"1":2,"2":"Double-walled"}' style="overflow:hidden;padding:0px 3px 0px 3px;vertical-align:bottom;font-weight:bold;">Double-walled</td> <td data-sheets-value='{"1":2,"2":"Clear (T/H)"}' style="border-right:1px solid #000000;overflow:hidden;padding:0px 3px 0px 3px;vertical-align:bottom;font-weight:bold;">Clear (T/H)</td> <td data-sheets-numberformat='{"1":2,"2":"0.00","3":1}' data-sheets-value='{"1":3,"3":2.9}' style="overflow:hidden;padding:0px 3px 0px 3px;vertical-align:bottom;text-align:center;">2.90</td> <td data-sheets-numberformat='{"1":2,"2":"0","3":1}' data-sheets-value='{"1":3,"3":44}' style="overflow:hidden;padding:0px 3px 0px 3px;vertical-align:bottom;text-align:center;">44</td> <td data-sheets-numberformat='{"1":2,"2":"0","3":1}' data-sheets-value='{"1":3,"3":51}' style="overflow:hidden;padding:0px 3px 0px 3px;vertical-align:bottom;text-align:center;">51</td> <td data-sheets-numberformat='{"1":2,"2":"0","3":1}' data-sheets-value='{"1":3,"3":20}' style="border-right:1px solid #000000;overflow:hidden;padding:0px 3px 0px 3px;vertical-align:bottom;text-align:center;">20</td> </tr> <tr style="height:20px;"> <td style="border-left:1px solid #000000;overflow:hidden;padding:0px 3px 0px 3px;vertical-align:bottom;font-weight:bold;"></td> <td data-sheets-value='{"1":2,"2":"Double-walled"}' style="overflow:hidden;padding:0px 3px 0px 3px;vertical-align:bottom;font-weight:bold;">Double-walled</td> <td data-sheets-value='{"1":2,"2":"Opal (T/O)"}' style="border-right:1px solid #000000;overflow:hidden;padding:0px 3px 0px 3px;vertical-align:bottom;font-weight:bold;">Opal (T/O)</td> <td data-sheets-numberformat='{"1":2,"2":"0.00","3":1}' data-sheets-value='{"1":3,"3":2.9}' style="overflow:hidden;padding:0px 3px 0px 3px;vertical-align:bottom;text-align:center;">2.90</td> <td data-sheets-numberformat='{"1":2,"2":"0","3":1}' data-sheets-value='{"1":3,"3":41}' style="overflow:hidden;padding:0px 3px 0px 3px;vertical-align:bottom;text-align:center;">41</td> <td data-sheets-numberformat='{"1":2,"2":"0","3":1}' data-sheets-value='{"1":3,"3":45}' style="overflow:hidden;padding:0px 3px 0px 3px;vertical-align:bottom;text-align:center;">45</td> <td data-sheets-numberformat='{"1":2,"2":"0","3":1}' data-sheets-value='{"1":3,"3":20}' style="border-right:1px solid #000000;overflow:hidden;padding:0px 3px 0px 3px;vertical-align:bottom;text-align:center;">20</td> </tr> <tr style="height:20px;"> <td style="border-left:1px solid #000000;overflow:hidden;padding:0px 3px 0px 3px;vertical-align:bottom;font-weight:bold;"></td> <td data-sheets-value='{"1":2,"2":"Triple-walled"}' style="overflow:hidden; | skylux-160-ce-met-koepel-en-metaalopstand-met-lm-motor-en-windvang-1200-x-2100-mm | 8586006462797 | 46872294359373
Smoke and heat exhaust (SHEV) | SHE system | Skylux | Skylux 160° CE with skylight and metal curb with LM-actuator and spoiler 1300 x 1300 mm |  | 31473 | 5412970314738 | 4052.3 | Yes | 30-45 | 84.54 | 1300 x 1300 mm | 1300 | 1300 |  | metal curb M30 (30 cm high) | Square | 5.17 W/m²K - 1.28 W/m²K | 87% - 32% | 90% - 32% | 20dB - 23dB | 160° CE (for industry) | skylight | with spoiler | E | Single actuator | Maximum four-walled skylight possible for this product | Ut-value LT-value g-value Rw-value EN 1873 : 2014 EN ISO 13468 EN 16153 EN 410 EN 410 EN ISO 140-3 Material Walls Shells (W/m²K) (%) (%) (dB) Acrylic Single-walled Clear (H) 5.17 90 87 - PMMA Single-walled Opal (O) 5.17 83 76 - Double-walled Clear (H/H) 2.90 81 75 20 Double-walled Opal (O/O) 2.90 69 58 20 Triple-walled Clear (H/H/H) 1.70 73 65 22 Triple-walled Opal (O/H/O) 1.70 62 51 22 Four-walled Clear (H/H/H/H) 1.28 64 54 23 Four-walled Opal (H/H/O/H) 1.28 59 48 23 Polycarbonate Single-walled Clear (A) 5.17 88 83 - PC Single-walled Opal (D) 5.17 58 60 - Double-walled Clear (A/H) 2.90 79 72 20 Double-walled Clear (A/A) 2.90 77 69 20 Double-walled Opal (A/O) 2.90 73 63 20 Double-walled Opal (A/D) 2.90 51 50 20 Triple-walled Clear (A/H/H) 1.70 71 63 22 Triple-walled Opal (A/O/O) 1.70 61 48 22 Four-walled Clear (A/H/H/H) 1.28 64 52 23 Four-walled Opal (A/H/O/H) 1.28 59 46 23 Polycarbonate Single-walled Heatstop Opal (T) 5.17 49 59 - Heatstop PC Double-walled Clear (T/H) 2.90 44 51 20 Double-walled Opal (T/O) 2.90 41 45 20 Triple-walled Clear (T/H/H) 1.70 40 <td data-sheets-numberformat='{"1":2,"2":"0","3":1}' data-sheets-value='{"1":3,"3":44}' style="overflow:hidden;paddin | https://skylux.eu/en/products/skylux-160-ce-met-koepel-en-metaalopstand-met-lm-motor-en-windvang-1300-x-1300-mm | https://skylux.eu/cdn/shop/files/Skylux-160deg-CE-met-koepel-en-metaalopstand-met-LM-motor-en-windvang-1300-x-1300-mm-RWA-systeem.jpg?v=1702977605&width=1600 | https://skylux.eu/cdn/shop/files/e5a82811-1bb0-48e4-a776-cacb59c7c092_2a171069-486d-41c2-ae7d-51a7d0af69bb.jpg?v=1688550419&width=1600 | //skylux.eu/cdn/shop/files/E_MH_Mounting_instructions_Skylux_160_CE_LM.pdf?v=12406716259046007223 | //skylux.eu/cdn/shop/files/E_TD_Technical_File_Skylux_Skylux_160_CE_Electric.pdf?v=3667116872303399239 | <style type="text/css" id="isPasted"> <!--td { border: 1px solid #cccccc; } br { mso-data-placement: same-cell; } --> </style> <table border="1" cellpadding="0" cellspacing="0" dir="ltr" style="table-layout:fixed;font-size:10pt;font-family:Arial;border-collapse:collapse;border:none;"><tbody> <tr style="height:20px;"> <td style="overflow:hidden;padding:0px 3px 0px 3px;vertical-align:bottom;"></td> <td style="overflow:hidden;padding:0px 3px 0px 3px;vertical-align:bottom;"></td> <td style="overflow:hidden;padding:0px 3px 0px 3px;vertical-align:bottom;"></td> <td data-sheets-value='{"1":2,"2":"Ut-value"}' style="overflow:hidden;padding:0px 3px 0px 3px;vertical-align:bottom;font-weight:bold;text-align:center;">Ut-value</td> <td data-sheets-value='{"1":2,"2":"LT-value"}' style="overflow:hidden;padding:0px 3px 0px 3px;vertical-align:bottom;font-weight:bold;text-align:center;">LT-value</td> <td data-sheets-value='{"1":2,"2":"g-value"}' style="overflow:hidden;padding:0px 3px 0px 3px;vertical-align:bottom;font-weight:bold;text-align:center;">g-value</td> <td data-sheets-value='{"1":2,"2":"Rw-value "}' style="overflow:hidden;padding:0px 3px 0px 3px;vertical-align:bottom;font-weight:bold;text-align:center;">Rw-value </td> </tr> <tr style="height:20px;"> <td style="overflow:hidden;padding:0px 3px 0px 3px;vertical-align:bottom;"></td> <td style="overflow:hidden;padding:0px 3px 0px 3px;vertical-align:bottom;"></td> <td style="overflow:hidden;padding:0px 3px 0px 3px;vertical-align:bottom;"></td> <td data-sheets-numberformat='{"1":2,"2":"0.00","3":1}' data-sheets-value='{"1":2,"2":"EN 1873 : 2014"}' style="overflow:hidden;padding:0px 3px 0px 3px;vertical-align:bottom;text-align:center;">EN 1873 : 2014</td> <td data-sheets-numberformat='{"1":2,"2":"0","3":1}' data-sheets-value='{"1":2,"2":"EN ISO 13468 EN 16153 EN 410"}' style="overflow:hidden;padding:0px 3px 0px 3px;vertical-align:bottom;text-align:center;">EN ISO 13468 EN 16153 EN 410</td> <td data-sheets-numberformat='{"1":2,"2":"0","3":1}' data-sheets-value='{"1":2,"2":"EN 410"}' style="overflow:hidden;padding:0px 3px 0px 3px;vertical-align:bottom;text-align:center;">EN 410</td> <td data-sheets-value='{"1":2,"2":"EN ISO 140-3\t\t"}' style="overflow:hidden;padding:0px 3px 0px 3px;vertical-align:bottom;text-align:center;">EN ISO 140-3 </td> </tr> <tr style="height:20px;"> <td data-sheets-value='{"1":2,"2":"Material"}' style="border-bottom:1px solid #000000;overflow:hidden;padding:0px 3px 0px 3px;vertical-align:bottom;background-color:#000000;font-weight:bold;color:#ffffff;">Material</td> <td data-sheets-value='{"1":2,"2":"Walls"}' style="border-bottom:1px solid #000000;overflow:hidden;padding:0px 3px 0px 3px;vertical-align:bottom;background-color:#000000;font-weight:bold;color:#ffffff;">Walls</td> <td data-sheets-value='{"1":2,"2":"Shells"}' style="border-bottom:1px solid #000000;overflow:hidden;padding:0px 3px 0px 3px;vertical-align:bottom;background-color:#000000;font-weight:bold;color:#ffffff;">Shells</td> <td data-sheets-numberformat='{"1":2,"2":"0.00","3":1}' data-sheets-value='{"1":2,"2":"(W/m²K)\t"}' style="border-bottom:1px solid #000000;overflow:hidden;padding:0px 3px 0px 3px;vertical-align:bottom;background-color:#000000;font-weight:bold;color:#ffffff;text-align:center;">(W/m²K) </td> <td data-sheets-numberformat='{"1":2,"2":"0","3":1}' data-sheets-value='{"1":2,"2":"(%)"}' style="border-bottom:1px solid #000000;overflow:hidden;padding:0px 3px 0px 3px;vertical-align:bottom;background-color:#000000;font-weight:bold;color:#ffffff;text-align:center;">(%)</td> <td data-sheets-numberformat='{"1":2,"2":"0","3":1}' data-sheets-value='{"1":2,"2":"(%)"}' style="border-bottom:1px solid #000000;overflow:hidden;padding:0px 3px 0px 3px;vertical-align:bottom;background-color:#000000;font-weight:bold;color:#ffffff;text-align:center;">(%)</td> <td data-sheets-value='{"1":2,"2":"(dB)"}' style="border-bottom:1px solid #000000;overflow:hidden;padding:0px 3px 0px 3px;vertical-align:bottom;background-color:#000000;font-weight:bold;color:#ffffff;text-align:center;">(dB)</td> </tr> <tr style="height:20px;"> <td data-sheets-value='{"1":2,"2":"Acrylic"}' style="border-left:1px solid #000000;overflow:hidden;padding:0px 3px 0px 3px;vertical-align:bottom;font-weight:bold;">Acrylic</td> <td data-sheets-value='{"1":2,"2":"Single-walled"}' style="overflow:hidden;padding:0px 3px 0px 3px;vertical-align:bottom;font-weight:bold;">Single-walled</td> <td data-sheets-value='{"1":2,"2":"Clear (H)"}' style="border-right:1px solid #000000;overflow:hidden;padding:0px 3px 0px 3px;vertical-align:bottom;font-weight:bold;">Clear (H)</td> <td data-sheets-numberformat='{"1":2,"2":"0.00","3":1}' data-sheets-value='{"1":3,"3":5.17}' style="overflow:hidden;padding:0px 3px 0px 3px;vertical-align:bottom;text-align:center;">5.17</td> <td data-sheets-numberformat='{"1":2,"2":"0","3":1}' data-sheets-value='{"1":3,"3":90}' style="overflow:hidden;padding:0px 3px 0px 3px;vertical-align:bottom;text-align:center;">90</td> <td data-sheets-numberformat='{"1":2,"2":"0","3":1}' data-sheets-value='{"1":3,"3":87}' style="overflow:hidden;padding:0px 3px 0px 3px;vertical-align:bottom;text-align:center;">87</td> <td data-sheets-numberformat='{"1":2,"2":"0","3":1}' data-sheets-value='{"1":2,"2":"-"}' style="border-right:1px solid #000000;overflow:hidden;padding:0px 3px 0px 3px;vertical-align:bottom;text-align:center;">-</td> </tr> <tr style="height:20px;"> <td data-sheets-value='{"1":2,"2":"PMMA"}' style="border-left:1px solid #000000;overflow:hidden;padding:0px 3px 0px 3px;vertical-align:bottom;font-weight:bold;">PMMA</td> <td data-sheets-value='{"1":2,"2":"Single-walled"}' style="overflow:hidden;padding:0px 3px 0px 3px;vertical-align:bottom;font-weight:bold;">Single-walled</td> <td data-sheets-value='{"1":2,"2":"Opal (O)"}' style="border-right:1px solid #000000;overflow:hidden;padding:0px 3px 0px 3px;vertical-align:bottom;font-weight:bold;">Opal (O)</td> <td data-sheets-numberformat='{"1":2,"2":"0.00","3":1}' data-sheets-value='{"1":3,"3":5.17}' style="overflow:hidden;padding:0px 3px 0px 3px;vertical-align:bottom;text-align:center;">5.17</td> <td data-sheets-numberformat='{"1":2,"2":"0","3":1}' data-sheets-value='{"1":3,"3":83}' style="overflow:hidden;padding:0px 3px 0px 3px;vertical-align:bottom;text-align:center;">83</td> <td data-sheets-numberformat='{"1":2,"2":"0","3":1}' data-sheets-value='{"1":3,"3":76}' style="overflow:hidden;padding:0px 3px 0px 3px;vertical-align:bottom;text-align:center;">76</td> <td data-sheets-numberformat='{"1":2,"2":"0","3":1}' data-sheets-value='{"1":2,"2":"-"}' style="border-right:1px solid #000000;overflow:hidden;padding:0px 3px 0px 3px;vertical-align:bottom;text-align:center;">-</td> </tr> <tr style="height:20px;"> <td style="border-left:1px solid #000000;overflow:hidden;padding:0px 3px 0px 3px;vertical-align:bottom;font-weight:bold;"></td> <td data-sheets-value='{"1":2,"2":"Double-walled"}' style="overflow:hidden;padding:0px 3px 0px 3px;vertical-align:bottom;font-weight:bold;">Double-walled</td> <td data-sheets-value='{"1":2,"2":"Clear (H/H)"}' style="border-right:1px solid #000000;overflow:hidden;padding:0px 3px 0px 3px;vertical-align:bottom;font-weight:bold;">Clear (H/H)</td> <td data-sheets-numberformat='{"1":2,"2":"0.00","3":1}' data-sheets-value='{"1":3,"3":2.9}' style="overflow:hidden;padding:0px 3px 0px 3px;vertical-align:bottom;text-align:center;">2.90</td> <td data-sheets-numberformat='{"1":2,"2":"0","3":1}' data-sheets-value='{"1":3,"3":81}' style="overflow:hidden;padding:0px 3px 0px 3px;vertical-align:bottom;text-align:center;">81</td> <td data-sheets-numberformat='{"1":2,"2":"0","3":1}' data-sheets-value='{"1":3,"3":75}' style="overflow:hidden;padding:0px 3px 0px 3px;vertical-align:bottom;text-align:center;">75</td> <td data-sheets-numberformat='{"1":2,"2":"0","3":1}' data-sheets-value='{"1":3,"3":20}' style="border-right:1px solid #000000;overflow:hidden;padding:0px 3px 0px 3px;vertical-align:bottom;text-align:center;">20</td> </tr> <tr style="height:20px;"> <td style="border-left:1px solid #000000;overflow:hidden;padding:0px 3px 0px 3px;vertical-align:bottom;font-weight:bold;"></td> <td data-sheets-value='{"1":2,"2":"Double-walled"}' style="overflow:hidden;padding:0px 3px 0px 3px;vertical-align:bottom;font-weight:bold;">Double-walled</td> <td data-sheets-value='{"1":2,"2":"Opal (O/O)"}' style="border-right:1px solid #000000;overflow:hidden;padding:0px 3px 0px 3px;vertical-align:bottom;font-weight:bold;">Opal (O/O)</td> <td data-sheets-numberformat='{"1":2,"2":"0.00","3":1}' data-sheets-value='{"1":3,"3":2.9}' style="overflow:hidden;padding:0px 3px 0px 3px;vertical-align:bottom;text-align:center;">2.90</td> <td data-sheets-numberformat='{"1":2,"2":"0","3":1}' data-sheets-value='{"1":3,"3":69}' style="overflow:hidden;padding:0px 3px 0px 3px;vertical-align:bottom;text-align:center;">69</td> <td data-sheets-numberformat='{"1":2,"2":"0","3":1}' data-sheets-value='{"1":3,"3":58}' style="overflow:hidden;padding:0px 3px 0px 3px;vertical-align:bottom;text-align:center;">58</td> <td data-sheets-numberformat='{"1":2,"2":"0","3":1}' data-sheets-value='{"1":3,"3":20}' style="border-right:1px solid #000000;overflow:hidden;padding:0px 3px 0px 3px;vertical-align:bottom;text-align:center;">20</td> </tr> <tr style="height:20px;"> <td style="border-left:1px solid #000000;overflow:hidden;padding:0px 3px 0px 3px;vertical-align:bottom;font-weight:bold;"></td> <td data-sheets-value='{"1":2,"2":"Triple-walled"}' style="overflow:hidden;padding:0px 3px 0px 3px;vertical-align:bottom;font-weight:bold;">Triple-walled</td> <td data-sheets-value='{"1":2,"2":"Clear (H/H/H)"}' style="border-right:1px solid #000000;overflow:hidden;padding:0px 3px 0px 3px;vertical-align:bottom;font-weight:bold;">Clear (H/H/H)</td> <td data-sheets-numberformat='{"1":2,"2":"0.00","3":1}' data-sheets-value='{"1":3,"3":1.7}' style="overflow:hidden;padding:0px 3px 0px 3px;vertical-align:bottom;text-align:center;">1.70</td> <td data-sheets-numberformat='{"1":2,"2":"0","3":1}' data-sheets-value='{"1":3,"3":73}' style="overflow:hidden;padding:0px 3px 0px 3px;vertical-align:bottom;text-align:center;">73</td> <td data-sheets-numberformat='{"1":2,"2":"0","3":1}' data-sheets-value='{"1":3,"3":65}' style="overflow:hidden;padding:0px 3px 0px 3px;vertical-align:bottom;text-align:center;">65</td> <td data-sheets-numberformat='{"1":2,"2":"0","3":1}' data-sheets-value='{"1":3,"3":22}' style="border-right:1px solid #000000;overflow:hidden;padding:0px 3px 0px 3px;vertical-align:bottom;text-align:center;">22</td> </tr> <tr style="height:20px;"> <td style="border-left:1px solid #000000;overflow:hidden;padding:0px 3px 0px 3px;vertical-align:bottom;font-weight:bold;"></td> <td data-sheets-value='{"1":2,"2":"Triple-walled"}' style="overflow:hidden;padding:0px 3px 0px 3px;vertical-align:bottom;font-weight:bold;">Triple-walled</td> <td data-sheets-value='{"1":2,"2":"Opal (O/H/O)"}' style="border-right:1px solid #000000;overflow:hidden;padding:0px 3px 0px 3px;vertical-align:bottom;font-weight:bold;">Opal (O/H/O)</td> <td data-sheets-numberformat='{"1":2,"2":"0.00","3":1}' data-sheets-value='{"1":3,"3":1.7}' style="overflow:hidden;padding:0px 3px 0px 3px;vertical-align:bottom;text-align:center;">1.70</td> <td data-sheets-numberformat='{"1":2,"2":"0","3":1}' data-sheets-value='{"1":3,"3":62}' style="overflow:hidden;padding:0px 3px 0px 3px;vertical-align:bottom;text-align:center;">62</td> <td data-sheets-numberformat='{"1":2,"2":"0","3":1}' data-sheets-value='{"1":3,"3":51}' style="overflow:hidden;padding:0px 3px 0px 3px;vertical-align:bottom;text-align:center;">51</td> <td data-sheets-numberformat='{"1":2,"2":"0","3":1}' data-sheets-value='{"1":3,"3":22}' style="border-right:1px solid #000000;overflow:hidden;padding:0px 3px 0px 3px;vertical-align:bottom;text-align:center;">22</td> </tr> <tr style="height:20px;"> <td style="border-left:1px solid #000000;overflow:hidden;padding:0px 3px 0px 3px;vertical-align:bottom;font-weight:bold;"></td> <td data-sheets-value='{"1":2,"2":"Four-walled"}' style="overflow:hidden;padding:0px 3px 0px 3px;vertical-align:bottom;font-weight:bold;">Four-walled</td> <td data-sheets-value='{"1":2,"2":"Clear (H/H/H/H)"}' style="border-right:1px solid #000000;overflow:hidden;padding:0px 3px 0px 3px;vertical-align:bottom;font-weight:bold;">Clear (H/H/H/H)</td> <td data-sheets-numberformat='{"1":2,"2":"0.00","3":1}' data-sheets-value='{"1":3,"3":1.28}' style="overflow:hidden;padding:0px 3px 0px 3px;vertical-align:bottom;text-align:center;">1.28</td> <td data-sheets-numberformat='{"1":2,"2":"0","3":1}' data-sheets-value='{"1":3,"3":64}' style="overflow:hidden;padding:0px 3px 0px 3px;vertical-align:bottom;text-align:center;">64</td> <td data-sheets-numberformat='{"1":2,"2":"0","3":1}' data-sheets-value='{"1":3,"3":54}' style="overflow:hidden;padding:0px 3px 0px 3px;vertical-align:bottom;text-align:center;">54</td> <td data-sheets-numberformat='{"1":2,"2":"0","3":1}' data-sheets-value='{"1":3,"3":23}' style="border-right:1px solid #000000;overflow:hidden;padding:0px 3px 0px 3px;vertical-align:bottom;text-align:center;">23</td> </tr> <tr style="height:20px;"> <td style="border-bottom:1px solid #000000;border-left:1px solid #000000;overflow:hidden;padding:0px 3px 0px 3px;vertical-align:bottom;"></td> <td data-sheets-value='{"1":2,"2":"Four-walled"}' style="border-bottom:1px solid #000000;overflow:hidden;padding:0px 3px 0px 3px;vertical-align:bottom;font-weight:bold;">Four-walled</td> <td data-sheets-value='{"1":2,"2":"Opal (H/H/O/H)"}' style="border-right:1px solid #000000;border-bottom:1px solid #000000;overflow:hidden;padding:0px 3px 0px 3px;vertical-align:bottom;font-weight:bold;">Opal (H/H/O/H)</td> <td data-sheets-numberformat='{"1":2,"2":"0.00","3":1}' data-sheets-value='{"1":3,"3":1.28}' style="border-bottom:1px solid #000000;overflow:hidden;padding:0px 3px 0px 3px;vertical-align:bottom;text-align:center;">1.28</td> <td data-sheets-numberformat='{"1":2,"2":"0","3":1}' data-sheets-value='{"1":3,"3":59}' style="border-bottom:1px solid #000000;overflow:hidden;padding:0px 3px 0px 3px;vertical-align:bottom;text-align:center;">59</td> <td data-sheets-numberformat='{"1":2,"2":"0","3":1}' data-sheets-value='{"1":3,"3":48}' style="border-bottom:1px solid #000000;overflow:hidden;padding:0px 3px 0px 3px;vertical-align:bottom;text-align:center;">48</td> <td data-sheets-numberformat='{"1":2,"2":"0","3":1}' data-sheets-value='{"1":3,"3":23}' style="border-right:1px solid #000000;border-bottom:1px solid #000000;overflow:hidden;padding:0px 3px 0px 3px;vertical-align:bottom;text-align:center;">23</td> </tr> <tr style="height:20px;"> <td data-sheets-value='{"1":2,"2":"Polycarbonate "}' style="border-left:1px solid #000000;overflow:hidden;padding:0px 3px 0px 3px;vertical-align:bottom;font-weight:bold;">Polycarbonate </td> <td data-sheets-value='{"1":2,"2":"Single-walled"}' style="overflow:hidden;padding:0px 3px 0px 3px;vertical-align:bottom;font-weight:bold;">Single-walled</td> <td data-sheets-value='{"1":2,"2":"Clear (A)"}' style="border-right:1px solid #000000;overflow:hidden;padding:0px 3px 0px 3px;vertical-align:bottom;font-weight:bold;">Clear (A)</td> <td data-sheets-numberformat='{"1":2,"2":"0.00","3":1}' data-sheets-value='{"1":3,"3":5.17}' style="overflow:hidden;padding:0px 3px 0px 3px;vertical-align:bottom;text-align:center;">5.17</td> <td data-sheets-numberformat='{"1":2,"2":"0","3":1}' data-sheets-value='{"1":3,"3":88}' style="overflow:hidden;padding:0px 3px 0px 3px;vertical-align:bottom;text-align:center;">88</td> <td data-sheets-numberformat='{"1":2,"2":"0","3":1}' data-sheets-value='{"1":3,"3":83}' style="overflow:hidden;padding:0px 3px 0px 3px;vertical-align:bottom;text-align:center;">83</td> <td data-sheets-numberformat='{"1":2,"2":"0","3":1}' data-sheets-value='{"1":2,"2":"-"}' style="border-right:1px solid #000000;overflow:hidden;padding:0px 3px 0px 3px;vertical-align:bottom;text-align:center;">-</td> </tr> <tr style="height:20px;"> <td data-sheets-value='{"1":2,"2":"PC"}' style="border-left:1px solid #000000;overflow:hidden;padding:0px 3px 0px 3px;vertical-align:bottom;font-weight:bold;">PC</td> <td data-sheets-value='{"1":2,"2":"Single-walled"}' style="overflow:hidden;padding:0px 3px 0px 3px;vertical-align:bottom;font-weight:bold;">Single-walled</td> <td data-sheets-value='{"1":2,"2":"Opal (D)"}' style="border-right:1px solid #000000;overflow:hidden;padding:0px 3px 0px 3px;vertical-align:bottom;font-weight:bold;">Opal (D)</td> <td data-sheets-numberformat='{"1":2,"2":"0.00","3":1}' data-sheets-value='{"1":3,"3":5.17}' style="overflow:hidden;padding:0px 3px 0px 3px;vertical-align:bottom;text-align:center;">5.17</td> <td data-sheets-numberformat='{"1":2,"2":"0","3":1}' data-sheets-value='{"1":3,"3":58}' style="overflow:hidden;padding:0px 3px 0px 3px;vertical-align:bottom;text-align:center;">58</td> <td data-sheets-numberformat='{"1":2,"2":"0","3":1}' data-sheets-value='{"1":3,"3":60}' style="overflow:hidden;padding:0px 3px 0px 3px;vertical-align:bottom;text-align:center;">60</td> <td data-sheets-numberformat='{"1":2,"2":"0","3":1}' data-sheets-value='{"1":2,"2":"-"}' style="border-right:1px solid #000000;overflow:hidden;padding:0px 3px 0px 3px;vertical-align:bottom;text-align:center;">-</td> </tr> <tr style="height:20px;"> <td style="border-left:1px solid #000000;overflow:hidden;padding:0px 3px 0px 3px;vertical-align:bottom;font-weight:bold;"></td> <td data-sheets-value='{"1":2,"2":"Double-walled"}' style="overflow:hidden;padding:0px 3px 0px 3px;vertical-align:bottom;font-weight:bold;">Double-walled</td> <td data-sheets-value='{"1":2,"2":"Clear (A/H)"}' style="border-right:1px solid #000000;overflow:hidden;padding:0px 3px 0px 3px;vertical-align:bottom;font-weight:bold;">Clear (A/H)</td> <td data-sheets-numberformat='{"1":2,"2":"0.00","3":1}' data-sheets-value='{"1":3,"3":2.9}' style="overflow:hidden;padding:0px 3px 0px 3px;vertical-align:bottom;text-align:center;">2.90</td> <td data-sheets-numberformat='{"1":2,"2":"0","3":1}' data-sheets-value='{"1":3,"3":79}' style="overflow:hidden;padding:0px 3px 0px 3px;vertical-align:bottom;text-align:center;">79</td> <td data-sheets-numberformat='{"1":2,"2":"0","3":1}' data-sheets-value='{"1":3,"3":72}' style="overflow:hidden;padding:0px 3px 0px 3px;vertical-align:bottom;text-align:center;">72</td> <td data-sheets-numberformat='{"1":2,"2":"0","3":1}' data-sheets-value='{"1":3,"3":20}' style="border-right:1px solid #000000;overflow:hidden;padding:0px 3px 0px 3px;vertical-align:bottom;text-align:center;">20</td> </tr> <tr style="height:20px;"> <td style="border-left:1px solid #000000;overflow:hidden;padding:0px 3px 0px 3px;vertical-align:bottom;font-weight:bold;"></td> <td data-sheets-value='{"1":2,"2":"Double-walled"}' style="overflow:hidden;padding:0px 3px 0px 3px;vertical-align:bottom;font-weight:bold;">Double-walled</td> <td data-sheets-value='{"1":2,"2":"Clear (A/A)"}' style="border-right:1px solid #000000;overflow:hidden;padding:0px 3px 0px 3px;vertical-align:bottom;font-weight:bold;">Clear (A/A)</td> <td data-sheets-numberformat='{"1":2,"2":"0.00","3":1}' data-sheets-value='{"1":3,"3":2.9}' style="overflow:hidden;padding:0px 3px 0px 3px;vertical-align:bottom;text-align:center;">2.90</td> <td data-sheets-numberformat='{"1":2,"2":"0","3":1}' data-sheets-value='{"1":3,"3":77}' style="overflow:hidden;padding:0px 3px 0px 3px;vertical-align:bottom;text-align:center;">77</td> <td data-sheets-numberformat='{"1":2,"2":"0","3":1}' data-sheets-value='{"1":3,"3":69}' style="overflow:hidden;padding:0px 3px 0px 3px;vertical-align:bottom;text-align:center;">69</td> <td data-sheets-numberformat='{"1":2,"2":"0","3":1}' data-sheets-value='{"1":3,"3":20}' style="border-right:1px solid #000000;overflow:hidden;padding:0px 3px 0px 3px;vertical-align:bottom;text-align:center;">20</td> </tr> <tr style="height:20px;"> <td style="border-left:1px solid #000000;overflow:hidden;padding:0px 3px 0px 3px;vertical-align:bottom;font-weight:bold;"></td> <td data-sheets-value='{"1":2,"2":"Double-walled"}' style="overflow:hidden;padding:0px 3px 0px 3px;vertical-align:bottom;font-weight:bold;">Double-walled</td> <td data-sheets-value='{"1":2,"2":"Opal (A/O)"}' style="border-right:1px solid #000000;overflow:hidden;padding:0px 3px 0px 3px;vertical-align:bottom;font-weight:bold;">Opal (A/O)</td> <td data-sheets-numberformat='{"1":2,"2":"0.00","3":1}' data-sheets-value='{"1":3,"3":2.9}' style="overflow:hidden;padding:0px 3px 0px 3px;vertical-align:bottom;text-align:center;">2.90</td> <td data-sheets-numberformat='{"1":2,"2":"0","3":1}' data-sheets-value='{"1":3,"3":73}' style="overflow:hidden;padding:0px 3px 0px 3px;vertical-align:bottom;text-align:center;">73</td> <td data-sheets-numberformat='{"1":2,"2":"0","3":1}' data-sheets-value='{"1":3,"3":63}' style="overflow:hidden;padding:0px 3px 0px 3px;vertical-align:bottom;text-align:center;">63</td> <td data-sheets-numberformat='{"1":2,"2":"0","3":1}' data-sheets-value='{"1":3,"3":20}' style="border-right:1px solid #000000;overflow:hidden;padding:0px 3px 0px 3px;vertical-align:bottom;text-align:center;">20</td> </tr> <tr style="height:20px;"> <td style="border-left:1px solid #000000;overflow:hidden;padding:0px 3px 0px 3px;vertical-align:bottom;font-weight:bold;"></td> <td data-sheets-value='{"1":2,"2":"Double-walled"}' style="overflow:hidden;padding:0px 3px 0px 3px;vertical-align:bottom;font-weight:bold;">Double-walled</td> <td data-sheets-value='{"1":2,"2":"Opal (A/D)"}' style="border-right:1px solid #000000;overflow:hidden;padding:0px 3px 0px 3px;vertical-align:bottom;font-weight:bold;">Opal (A/D)</td> <td data-sheets-numberformat='{"1":2,"2":"0.00","3":1}' data-sheets-value='{"1":3,"3":2.9}' style="overflow:hidden;padding:0px 3px 0px 3px;vertical-align:bottom;text-align:center;">2.90</td> <td data-sheets-numberformat='{"1":2,"2":"0","3":1}' data-sheets-value='{"1":3,"3":51}' style="overflow:hidden;padding:0px 3px 0px 3px;vertical-align:bottom;text-align:center;">51</td> <td data-sheets-numberformat='{"1":2,"2":"0","3":1}' data-sheets-value='{"1":3,"3":50}' style="overflow:hidden;padding:0px 3px 0px 3px;vertical-align:bottom;text-align:center;">50</td> <td data-sheets-numberformat='{"1":2,"2":"0","3":1}' data-sheets-value='{"1":3,"3":20}' style="border-right:1px solid #000000;overflow:hidden;padding:0px 3px 0px 3px;vertical-align:bottom;text-align:center;">20</td> </tr> <tr style="height:20px;"> <td style="border-left:1px solid #000000;overflow:hidden;padding:0px 3px 0px 3px;vertical-align:bottom;font-weight:bold;"></td> <td data-sheets-value='{"1":2,"2":"Triple-walled"}' style="overflow:hidden;padding:0px 3px 0px 3px;vertical-align:bottom;font-weight:bold;">Triple-walled</td> <td data-sheets-value='{"1":2,"2":"Clear (A/H/H)"}' style="border-right:1px solid #000000;overflow:hidden;padding:0px 3px 0px 3px;vertical-align:bottom;font-weight:bold;">Clear (A/H/H)</td> <td data-sheets-numberformat='{"1":2,"2":"0.00","3":1}' data-sheets-value='{"1":3,"3":1.7}' style="overflow:hidden;padding:0px 3px 0px 3px;vertical-align:bottom;text-align:center;">1.70</td> <td data-sheets-numberformat='{"1":2,"2":"0","3":1}' data-sheets-value='{"1":3,"3":71}' style="overflow:hidden;padding:0px 3px 0px 3px;vertical-align:bottom;text-align:center;">71</td> <td data-sheets-numberformat='{"1":2,"2":"0","3":1}' data-sheets-value='{"1":3,"3":63}' style="overflow:hidden;padding:0px 3px 0px 3px;vertical-align:bottom;text-align:center;">63</td> <td data-sheets-numberformat='{"1":2,"2":"0","3":1}' data-sheets-value='{"1":3,"3":22}' style="border-right:1px solid #000000;overflow:hidden;padding:0px 3px 0px 3px;vertical-align:bottom;text-align:center;">22</td> </tr> <tr style="height:20px;"> <td style="border-left:1px solid #000000;overflow:hidden;padding:0px 3px 0px 3px;vertical-align:bottom;font-weight:bold;"></td> <td data-sheets-value='{"1":2,"2":"Triple-walled"}' style="overflow:hidden;padding:0px 3px 0px 3px;vertical-align:bottom;font-weight:bold;">Triple-walled</td> <td data-sheets-value='{"1":2,"2":"Opal (A/O/O)"}' style="border-right:1px solid #000000;overflow:hidden;padding:0px 3px 0px 3px;vertical-align:bottom;font-weight:bold;">Opal (A/O/O)</td> <td data-sheets-numberformat='{"1":2,"2":"0.00","3":1}' data-sheets-value='{"1":3,"3":1.7}' style="overflow:hidden;padding:0px 3px 0px 3px;vertical-align:bottom;text-align:center;">1.70</td> <td data-sheets-numberformat='{"1":2,"2":"0","3":1}' data-sheets-value='{"1":3,"3":61}' style="overflow:hidden;padding:0px 3px 0px 3px;vertical-align:bottom;text-align:center;">61</td> <td data-sheets-numberformat='{"1":2,"2":"0","3":1}' data-sheets-value='{"1":3,"3":48}' style="overflow:hidden;padding:0px 3px 0px 3px;vertical-align:bottom;text-align:center;">48</td> <td data-sheets-numberformat='{"1":2,"2":"0","3":1}' data-sheets-value='{"1":3,"3":22}' style="border-right:1px solid #000000;overflow:hidden;padding:0px 3px 0px 3px;vertical-align:bottom;text-align:center;">22</td> </tr> <tr style="height:20px;"> <td style="border-left:1px solid #000000;overflow:hidden;padding:0px 3px 0px 3px;vertical-align:bottom;font-weight:bold;"></td> <td data-sheets-value='{"1":2,"2":"Four-walled"}' style="overflow:hidden;padding:0px 3px 0px 3px;vertical-align:bottom;font-weight:bold;">Four-walled</td> <td data-sheets-value='{"1":2,"2":"Clear (A/H/H/H)"}' style="border-right:1px solid #000000;overflow:hidden;padding:0px 3px 0px 3px;vertical-align:bottom;font-weight:bold;">Clear (A/H/H/H)</td> <td data-sheets-numberformat='{"1":2,"2":"0.00","3":1}' data-sheets-value='{"1":3,"3":1.28}' style="overflow:hidden;padding:0px 3px 0px 3px;vertical-align:bottom;text-align:center;">1.28</td> <td data-sheets-numberformat='{"1":2,"2":"0","3":1}' data-sheets-value='{"1":3,"3":64}' style="overflow:hidden;padding:0px 3px 0px 3px;vertical-align:bottom;text-align:center;">64</td> <td data-sheets-numberformat='{"1":2,"2":"0","3":1}' data-sheets-value='{"1":3,"3":52}' style="overflow:hidden;padding:0px 3px 0px 3px;vertical-align:bottom;text-align:center;">52</td> <td data-sheets-numberformat='{"1":2,"2":"0","3":1}' data-sheets-value='{"1":3,"3":23}' style="border-right:1px solid #000000;overflow:hidden;padding:0px 3px 0px 3px;vertical-align:bottom;text-align:center;">23</td> </tr> <tr style="height:20px;"> <td style="border-bottom:1px solid #000000;border-left:1px solid #000000;overflow:hidden;padding:0px 3px 0px 3px;vertical-align:bottom;"></td> <td data-sheets-value='{"1":2,"2":"Four-walled"}' style="border-bottom:1px solid #000000;overflow:hidden;padding:0px 3px 0px 3px;vertical-align:bottom;font-weight:bold;">Four-walled</td> <td data-sheets-value='{"1":2,"2":"Opal (A/H/O/H)"}' style="border-right:1px solid #000000;border-bottom:1px solid #000000;overflow:hidden;padding:0px 3px 0px 3px;vertical-align:bottom;font-weight:bold;">Opal (A/H/O/H)</td> <td data-sheets-numberformat='{"1":2,"2":"0.00","3":1}' data-sheets-value='{"1":3,"3":1.28}' style="border-bottom:1px solid #000000;overflow:hidden;padding:0px 3px 0px 3px;vertical-align:bottom;text-align:center;">1.28</td> <td data-sheets-numberformat='{"1":2,"2":"0","3":1}' data-sheets-value='{"1":3,"3":59}' style="border-bottom:1px solid #000000;overflow:hidden;padding:0px 3px 0px 3px;vertical-align:bottom;text-align:center;">59</td> <td data-sheets-numberformat='{"1":2,"2":"0","3":1}' data-sheets-value='{"1":3,"3":46}' style="border-bottom:1px solid #000000;overflow:hidden;padding:0px 3px 0px 3px;vertical-align:bottom;text-align:center;">46</td> <td data-sheets-numberformat='{"1":2,"2":"0","3":1}' data-sheets-value='{"1":3,"3":23}' style="border-right:1px solid #000000;border-bottom:1px solid #000000;overflow:hidden;padding:0px 3px 0px 3px;vertical-align:bottom;text-align:center;">23</td> </tr> <tr style="height:20px;"> <td data-sheets-value='{"1":2,"2":"Polycarbonate"}' style="border-left:1px solid #000000;overflow:hidden;padding:0px 3px 0px 3px;vertical-align:bottom;font-weight:bold;">Polycarbonate</td> <td data-sheets-value='{"1":2,"2":"Single-walled"}' style="overflow:hidden;padding:0px 3px 0px 3px;vertical-align:bottom;font-weight:bold;">Single-walled</td> <td data-sheets-value='{"1":2,"2":"Heatstop Opal (T)"}' style="border-right:1px solid #000000;overflow:hidden;padding:0px 3px 0px 3px;vertical-align:bottom;font-weight:bold;">Heatstop Opal (T)</td> <td data-sheets-numberformat='{"1":2,"2":"0.00","3":1}' data-sheets-value='{"1":3,"3":5.17}' style="overflow:hidden;padding:0px 3px 0px 3px;vertical-align:bottom;text-align:center;">5.17</td> <td data-sheets-numberformat='{"1":2,"2":"0","3":1}' data-sheets-value='{"1":3,"3":49}' style="overflow:hidden;padding:0px 3px 0px 3px;vertical-align:bottom;text-align:center;">49</td> <td data-sheets-numberformat='{"1":2,"2":"0","3":1}' data-sheets-value='{"1":3,"3":59}' style="overflow:hidden;padding:0px 3px 0px 3px;vertical-align:bottom;text-align:center;">59</td> <td data-sheets-numberformat='{"1":2,"2":"0","3":1}' data-sheets-value='{"1":2,"2":"-"}' style="border-right:1px solid #000000;overflow:hidden;padding:0px 3px 0px 3px;vertical-align:bottom;text-align:center;">-</td> </tr> <tr style="height:20px;"> <td data-sheets-value='{"1":2,"2":"Heatstop PC"}' style="border-left:1px solid #000000;overflow:hidden;padding:0px 3px 0px 3px;vertical-align:bottom;font-weight:bold;">Heatstop PC</td> <td data-sheets-value='{"1":2,"2":"Double-walled"}' style="overflow:hidden;padding:0px 3px 0px 3px;vertical-align:bottom;font-weight:bold;">Double-walled</td> <td data-sheets-value='{"1":2,"2":"Clear (T/H)"}' style="border-right:1px solid #000000;overflow:hidden;padding:0px 3px 0px 3px;vertical-align:bottom;font-weight:bold;">Clear (T/H)</td> <td data-sheets-numberformat='{"1":2,"2":"0.00","3":1}' data-sheets-value='{"1":3,"3":2.9}' style="overflow:hidden;padding:0px 3px 0px 3px;vertical-align:bottom;text-align:center;">2.90</td> <td data-sheets-numberformat='{"1":2,"2":"0","3":1}' data-sheets-value='{"1":3,"3":44}' style="overflow:hidden;padding:0px 3px 0px 3px;vertical-align:bottom;text-align:center;">44</td> <td data-sheets-numberformat='{"1":2,"2":"0","3":1}' data-sheets-value='{"1":3,"3":51}' style="overflow:hidden;padding:0px 3px 0px 3px;vertical-align:bottom;text-align:center;">51</td> <td data-sheets-numberformat='{"1":2,"2":"0","3":1}' data-sheets-value='{"1":3,"3":20}' style="border-right:1px solid #000000;overflow:hidden;padding:0px 3px 0px 3px;vertical-align:bottom;text-align:center;">20</td> </tr> <tr style="height:20px;"> <td style="border-left:1px solid #000000;overflow:hidden;padding:0px 3px 0px 3px;vertical-align:bottom;font-weight:bold;"></td> <td data-sheets-value='{"1":2,"2":"Double-walled"}' style="overflow:hidden;padding:0px 3px 0px 3px;vertical-align:bottom;font-weight:bold;">Double-walled</td> <td data-sheets-value='{"1":2,"2":"Opal (T/O)"}' style="border-right:1px solid #000000;overflow:hidden;padding:0px 3px 0px 3px;vertical-align:bottom;font-weight:bold;">Opal (T/O)</td> <td data-sheets-numberformat='{"1":2,"2":"0.00","3":1}' data-sheets-value='{"1":3,"3":2.9}' style="overflow:hidden;padding:0px 3px 0px 3px;vertical-align:bottom;text-align:center;">2.90</td> <td data-sheets-numberformat='{"1":2,"2":"0","3":1}' data-sheets-value='{"1":3,"3":41}' style="overflow:hidden;padding:0px 3px 0px 3px;vertical-align:bottom;text-align:center;">41</td> <td data-sheets-numberformat='{"1":2,"2":"0","3":1}' data-sheets-value='{"1":3,"3":45}' style="overflow:hidden;padding:0px 3px 0px 3px;vertical-align:bottom;text-align:center;">45</td> <td data-sheets-numberformat='{"1":2,"2":"0","3":1}' data-sheets-value='{"1":3,"3":20}' style="border-right:1px solid #000000;overflow:hidden;padding:0px 3px 0px 3px;vertical-align:bottom;text-align:center;">20</td> </tr> <tr style="height:20px;"> <td style="border-left:1px solid #000000;overflow:hidden;padding:0px 3px 0px 3px;vertical-align:bottom;font-weight:bold;"></td> <td data-sheets-value='{"1":2,"2":"Triple-walled"}' style="overflow:hidden; | skylux-160-ce-met-koepel-en-metaalopstand-met-lm-motor-en-windvang-1300-x-1300-mm | 8586006561101 | 46872294523213
Smoke and heat exhaust (SHEV) | SHE system | Skylux | Skylux 160° CE with skylight and metal curb with LM-actuator and spoiler 1300 x 1600 mm |  | 29989 | 5412970299899 | 4910.2 | Yes | 30-45 | 96.32 | 1300 x 1600 mm | 1600 | 1300 |  | metal curb M30 (30 cm high) | Rectangular | 5.17 W/m²K - 1.28 W/m²K | 87% - 32% | 90% - 32% | 20dB - 23dB | 160° CE (for industry) | skylight | with spoiler | E | Single actuator | Maximum four-walled skylight possible for this product | Ut-value LT-value g-value Rw-value EN 1873 : 2014 EN ISO 13468 EN 16153 EN 410 EN 410 EN ISO 140-3 Material Walls Shells (W/m²K) (%) (%) (dB) Acrylic Single-walled Clear (H) 5.17 90 87 - PMMA Single-walled Opal (O) 5.17 83 76 - Double-walled Clear (H/H) 2.90 81 75 20 Double-walled Opal (O/O) 2.90 69 58 20 Triple-walled Clear (H/H/H) 1.70 73 65 22 Triple-walled Opal (O/H/O) 1.70 62 51 22 Four-walled Clear (H/H/H/H) 1.28 64 54 23 Four-walled Opal (H/H/O/H) 1.28 59 48 23 Polycarbonate Single-walled Clear (A) 5.17 88 83 - PC Single-walled Opal (D) 5.17 58 60 - Double-walled Clear (A/H) 2.90 79 72 20 Double-walled Clear (A/A) 2.90 77 69 20 Double-walled Opal (A/O) 2.90 73 63 20 Double-walled Opal (A/D) 2.90 51 50 20 Triple-walled Clear (A/H/H) 1.70 71 63 22 Triple-walled Opal (A/O/O) 1.70 61 48 22 Four-walled Clear (A/H/H/H) 1.28 64 52 23 Four-walled Opal (A/H/O/H) 1.28 59 46 23 Polycarbonate Single-walled Heatstop Opal (T) 5.17 49 59 - Heatstop PC Double-walled Clear (T/H) 2.90 44 51 20 Double-walled Opal (T/O) 2.90 41 45 20 Triple-walled Clear (T/H/H) 1.70 40 <td data-sheets-numberformat='{"1":2,"2":"0","3":1}' data-sheets-value='{"1":3,"3":44}' style="overflow:hidden;paddin | https://skylux.eu/en/products/skylux-160-ce-met-koepel-en-metaalopstand-met-lm-motor-en-windvang-1300-x-1600-mm | https://skylux.eu/cdn/shop/files/Skylux-160deg-CE-met-koepel-en-metaalopstand-met-LM-motor-en-windvang-1300-x-1600-mm-RWA-systeem.jpg?v=1702977610&width=1600 | https://skylux.eu/cdn/shop/files/e5a82811-1bb0-48e4-a776-cacb59c7c092_59b35b04-f2de-4a4f-9ec8-a5cbecf638f9.jpg?v=1688550420&width=1600 | //skylux.eu/cdn/shop/files/E_MH_Mounting_instructions_Skylux_160_CE_LM.pdf?v=12406716259046007223 | //skylux.eu/cdn/shop/files/E_TD_Technical_File_Skylux_Skylux_160_CE_Electric.pdf?v=3667116872303399239 | <style type="text/css" id="isPasted"> <!--td { border: 1px solid #cccccc; } br { mso-data-placement: same-cell; } --> </style> <table border="1" cellpadding="0" cellspacing="0" dir="ltr" style="table-layout:fixed;font-size:10pt;font-family:Arial;border-collapse:collapse;border:none;"><tbody> <tr style="height:20px;"> <td style="overflow:hidden;padding:0px 3px 0px 3px;vertical-align:bottom;"></td> <td style="overflow:hidden;padding:0px 3px 0px 3px;vertical-align:bottom;"></td> <td style="overflow:hidden;padding:0px 3px 0px 3px;vertical-align:bottom;"></td> <td data-sheets-value='{"1":2,"2":"Ut-value"}' style="overflow:hidden;padding:0px 3px 0px 3px;vertical-align:bottom;font-weight:bold;text-align:center;">Ut-value</td> <td data-sheets-value='{"1":2,"2":"LT-value"}' style="overflow:hidden;padding:0px 3px 0px 3px;vertical-align:bottom;font-weight:bold;text-align:center;">LT-value</td> <td data-sheets-value='{"1":2,"2":"g-value"}' style="overflow:hidden;padding:0px 3px 0px 3px;vertical-align:bottom;font-weight:bold;text-align:center;">g-value</td> <td data-sheets-value='{"1":2,"2":"Rw-value "}' style="overflow:hidden;padding:0px 3px 0px 3px;vertical-align:bottom;font-weight:bold;text-align:center;">Rw-value </td> </tr> <tr style="height:20px;"> <td style="overflow:hidden;padding:0px 3px 0px 3px;vertical-align:bottom;"></td> <td style="overflow:hidden;padding:0px 3px 0px 3px;vertical-align:bottom;"></td> <td style="overflow:hidden;padding:0px 3px 0px 3px;vertical-align:bottom;"></td> <td data-sheets-numberformat='{"1":2,"2":"0.00","3":1}' data-sheets-value='{"1":2,"2":"EN 1873 : 2014"}' style="overflow:hidden;padding:0px 3px 0px 3px;vertical-align:bottom;text-align:center;">EN 1873 : 2014</td> <td data-sheets-numberformat='{"1":2,"2":"0","3":1}' data-sheets-value='{"1":2,"2":"EN ISO 13468 EN 16153 EN 410"}' style="overflow:hidden;padding:0px 3px 0px 3px;vertical-align:bottom;text-align:center;">EN ISO 13468 EN 16153 EN 410</td> <td data-sheets-numberformat='{"1":2,"2":"0","3":1}' data-sheets-value='{"1":2,"2":"EN 410"}' style="overflow:hidden;padding:0px 3px 0px 3px;vertical-align:bottom;text-align:center;">EN 410</td> <td data-sheets-value='{"1":2,"2":"EN ISO 140-3\t\t"}' style="overflow:hidden;padding:0px 3px 0px 3px;vertical-align:bottom;text-align:center;">EN ISO 140-3 </td> </tr> <tr style="height:20px;"> <td data-sheets-value='{"1":2,"2":"Material"}' style="border-bottom:1px solid #000000;overflow:hidden;padding:0px 3px 0px 3px;vertical-align:bottom;background-color:#000000;font-weight:bold;color:#ffffff;">Material</td> <td data-sheets-value='{"1":2,"2":"Walls"}' style="border-bottom:1px solid #000000;overflow:hidden;padding:0px 3px 0px 3px;vertical-align:bottom;background-color:#000000;font-weight:bold;color:#ffffff;">Walls</td> <td data-sheets-value='{"1":2,"2":"Shells"}' style="border-bottom:1px solid #000000;overflow:hidden;padding:0px 3px 0px 3px;vertical-align:bottom;background-color:#000000;font-weight:bold;color:#ffffff;">Shells</td> <td data-sheets-numberformat='{"1":2,"2":"0.00","3":1}' data-sheets-value='{"1":2,"2":"(W/m²K)\t"}' style="border-bottom:1px solid #000000;overflow:hidden;padding:0px 3px 0px 3px;vertical-align:bottom;background-color:#000000;font-weight:bold;color:#ffffff;text-align:center;">(W/m²K) </td> <td data-sheets-numberformat='{"1":2,"2":"0","3":1}' data-sheets-value='{"1":2,"2":"(%)"}' style="border-bottom:1px solid #000000;overflow:hidden;padding:0px 3px 0px 3px;vertical-align:bottom;background-color:#000000;font-weight:bold;color:#ffffff;text-align:center;">(%)</td> <td data-sheets-numberformat='{"1":2,"2":"0","3":1}' data-sheets-value='{"1":2,"2":"(%)"}' style="border-bottom:1px solid #000000;overflow:hidden;padding:0px 3px 0px 3px;vertical-align:bottom;background-color:#000000;font-weight:bold;color:#ffffff;text-align:center;">(%)</td> <td data-sheets-value='{"1":2,"2":"(dB)"}' style="border-bottom:1px solid #000000;overflow:hidden;padding:0px 3px 0px 3px;vertical-align:bottom;background-color:#000000;font-weight:bold;color:#ffffff;text-align:center;">(dB)</td> </tr> <tr style="height:20px;"> <td data-sheets-value='{"1":2,"2":"Acrylic"}' style="border-left:1px solid #000000;overflow:hidden;padding:0px 3px 0px 3px;vertical-align:bottom;font-weight:bold;">Acrylic</td> <td data-sheets-value='{"1":2,"2":"Single-walled"}' style="overflow:hidden;padding:0px 3px 0px 3px;vertical-align:bottom;font-weight:bold;">Single-walled</td> <td data-sheets-value='{"1":2,"2":"Clear (H)"}' style="border-right:1px solid #000000;overflow:hidden;padding:0px 3px 0px 3px;vertical-align:bottom;font-weight:bold;">Clear (H)</td> <td data-sheets-numberformat='{"1":2,"2":"0.00","3":1}' data-sheets-value='{"1":3,"3":5.17}' style="overflow:hidden;padding:0px 3px 0px 3px;vertical-align:bottom;text-align:center;">5.17</td> <td data-sheets-numberformat='{"1":2,"2":"0","3":1}' data-sheets-value='{"1":3,"3":90}' style="overflow:hidden;padding:0px 3px 0px 3px;vertical-align:bottom;text-align:center;">90</td> <td data-sheets-numberformat='{"1":2,"2":"0","3":1}' data-sheets-value='{"1":3,"3":87}' style="overflow:hidden;padding:0px 3px 0px 3px;vertical-align:bottom;text-align:center;">87</td> <td data-sheets-numberformat='{"1":2,"2":"0","3":1}' data-sheets-value='{"1":2,"2":"-"}' style="border-right:1px solid #000000;overflow:hidden;padding:0px 3px 0px 3px;vertical-align:bottom;text-align:center;">-</td> </tr> <tr style="height:20px;"> <td data-sheets-value='{"1":2,"2":"PMMA"}' style="border-left:1px solid #000000;overflow:hidden;padding:0px 3px 0px 3px;vertical-align:bottom;font-weight:bold;">PMMA</td> <td data-sheets-value='{"1":2,"2":"Single-walled"}' style="overflow:hidden;padding:0px 3px 0px 3px;vertical-align:bottom;font-weight:bold;">Single-walled</td> <td data-sheets-value='{"1":2,"2":"Opal (O)"}' style="border-right:1px solid #000000;overflow:hidden;padding:0px 3px 0px 3px;vertical-align:bottom;font-weight:bold;">Opal (O)</td> <td data-sheets-numberformat='{"1":2,"2":"0.00","3":1}' data-sheets-value='{"1":3,"3":5.17}' style="overflow:hidden;padding:0px 3px 0px 3px;vertical-align:bottom;text-align:center;">5.17</td> <td data-sheets-numberformat='{"1":2,"2":"0","3":1}' data-sheets-value='{"1":3,"3":83}' style="overflow:hidden;padding:0px 3px 0px 3px;vertical-align:bottom;text-align:center;">83</td> <td data-sheets-numberformat='{"1":2,"2":"0","3":1}' data-sheets-value='{"1":3,"3":76}' style="overflow:hidden;padding:0px 3px 0px 3px;vertical-align:bottom;text-align:center;">76</td> <td data-sheets-numberformat='{"1":2,"2":"0","3":1}' data-sheets-value='{"1":2,"2":"-"}' style="border-right:1px solid #000000;overflow:hidden;padding:0px 3px 0px 3px;vertical-align:bottom;text-align:center;">-</td> </tr> <tr style="height:20px;"> <td style="border-left:1px solid #000000;overflow:hidden;padding:0px 3px 0px 3px;vertical-align:bottom;font-weight:bold;"></td> <td data-sheets-value='{"1":2,"2":"Double-walled"}' style="overflow:hidden;padding:0px 3px 0px 3px;vertical-align:bottom;font-weight:bold;">Double-walled</td> <td data-sheets-value='{"1":2,"2":"Clear (H/H)"}' style="border-right:1px solid #000000;overflow:hidden;padding:0px 3px 0px 3px;vertical-align:bottom;font-weight:bold;">Clear (H/H)</td> <td data-sheets-numberformat='{"1":2,"2":"0.00","3":1}' data-sheets-value='{"1":3,"3":2.9}' style="overflow:hidden;padding:0px 3px 0px 3px;vertical-align:bottom;text-align:center;">2.90</td> <td data-sheets-numberformat='{"1":2,"2":"0","3":1}' data-sheets-value='{"1":3,"3":81}' style="overflow:hidden;padding:0px 3px 0px 3px;vertical-align:bottom;text-align:center;">81</td> <td data-sheets-numberformat='{"1":2,"2":"0","3":1}' data-sheets-value='{"1":3,"3":75}' style="overflow:hidden;padding:0px 3px 0px 3px;vertical-align:bottom;text-align:center;">75</td> <td data-sheets-numberformat='{"1":2,"2":"0","3":1}' data-sheets-value='{"1":3,"3":20}' style="border-right:1px solid #000000;overflow:hidden;padding:0px 3px 0px 3px;vertical-align:bottom;text-align:center;">20</td> </tr> <tr style="height:20px;"> <td style="border-left:1px solid #000000;overflow:hidden;padding:0px 3px 0px 3px;vertical-align:bottom;font-weight:bold;"></td> <td data-sheets-value='{"1":2,"2":"Double-walled"}' style="overflow:hidden;padding:0px 3px 0px 3px;vertical-align:bottom;font-weight:bold;">Double-walled</td> <td data-sheets-value='{"1":2,"2":"Opal (O/O)"}' style="border-right:1px solid #000000;overflow:hidden;padding:0px 3px 0px 3px;vertical-align:bottom;font-weight:bold;">Opal (O/O)</td> <td data-sheets-numberformat='{"1":2,"2":"0.00","3":1}' data-sheets-value='{"1":3,"3":2.9}' style="overflow:hidden;padding:0px 3px 0px 3px;vertical-align:bottom;text-align:center;">2.90</td> <td data-sheets-numberformat='{"1":2,"2":"0","3":1}' data-sheets-value='{"1":3,"3":69}' style="overflow:hidden;padding:0px 3px 0px 3px;vertical-align:bottom;text-align:center;">69</td> <td data-sheets-numberformat='{"1":2,"2":"0","3":1}' data-sheets-value='{"1":3,"3":58}' style="overflow:hidden;padding:0px 3px 0px 3px;vertical-align:bottom;text-align:center;">58</td> <td data-sheets-numberformat='{"1":2,"2":"0","3":1}' data-sheets-value='{"1":3,"3":20}' style="border-right:1px solid #000000;overflow:hidden;padding:0px 3px 0px 3px;vertical-align:bottom;text-align:center;">20</td> </tr> <tr style="height:20px;"> <td style="border-left:1px solid #000000;overflow:hidden;padding:0px 3px 0px 3px;vertical-align:bottom;font-weight:bold;"></td> <td data-sheets-value='{"1":2,"2":"Triple-walled"}' style="overflow:hidden;padding:0px 3px 0px 3px;vertical-align:bottom;font-weight:bold;">Triple-walled</td> <td data-sheets-value='{"1":2,"2":"Clear (H/H/H)"}' style="border-right:1px solid #000000;overflow:hidden;padding:0px 3px 0px 3px;vertical-align:bottom;font-weight:bold;">Clear (H/H/H)</td> <td data-sheets-numberformat='{"1":2,"2":"0.00","3":1}' data-sheets-value='{"1":3,"3":1.7}' style="overflow:hidden;padding:0px 3px 0px 3px;vertical-align:bottom;text-align:center;">1.70</td> <td data-sheets-numberformat='{"1":2,"2":"0","3":1}' data-sheets-value='{"1":3,"3":73}' style="overflow:hidden;padding:0px 3px 0px 3px;vertical-align:bottom;text-align:center;">73</td> <td data-sheets-numberformat='{"1":2,"2":"0","3":1}' data-sheets-value='{"1":3,"3":65}' style="overflow:hidden;padding:0px 3px 0px 3px;vertical-align:bottom;text-align:center;">65</td> <td data-sheets-numberformat='{"1":2,"2":"0","3":1}' data-sheets-value='{"1":3,"3":22}' style="border-right:1px solid #000000;overflow:hidden;padding:0px 3px 0px 3px;vertical-align:bottom;text-align:center;">22</td> </tr> <tr style="height:20px;"> <td style="border-left:1px solid #000000;overflow:hidden;padding:0px 3px 0px 3px;vertical-align:bottom;font-weight:bold;"></td> <td data-sheets-value='{"1":2,"2":"Triple-walled"}' style="overflow:hidden;padding:0px 3px 0px 3px;vertical-align:bottom;font-weight:bold;">Triple-walled</td> <td data-sheets-value='{"1":2,"2":"Opal (O/H/O)"}' style="border-right:1px solid #000000;overflow:hidden;padding:0px 3px 0px 3px;vertical-align:bottom;font-weight:bold;">Opal (O/H/O)</td> <td data-sheets-numberformat='{"1":2,"2":"0.00","3":1}' data-sheets-value='{"1":3,"3":1.7}' style="overflow:hidden;padding:0px 3px 0px 3px;vertical-align:bottom;text-align:center;">1.70</td> <td data-sheets-numberformat='{"1":2,"2":"0","3":1}' data-sheets-value='{"1":3,"3":62}' style="overflow:hidden;padding:0px 3px 0px 3px;vertical-align:bottom;text-align:center;">62</td> <td data-sheets-numberformat='{"1":2,"2":"0","3":1}' data-sheets-value='{"1":3,"3":51}' style="overflow:hidden;padding:0px 3px 0px 3px;vertical-align:bottom;text-align:center;">51</td> <td data-sheets-numberformat='{"1":2,"2":"0","3":1}' data-sheets-value='{"1":3,"3":22}' style="border-right:1px solid #000000;overflow:hidden;padding:0px 3px 0px 3px;vertical-align:bottom;text-align:center;">22</td> </tr> <tr style="height:20px;"> <td style="border-left:1px solid #000000;overflow:hidden;padding:0px 3px 0px 3px;vertical-align:bottom;font-weight:bold;"></td> <td data-sheets-value='{"1":2,"2":"Four-walled"}' style="overflow:hidden;padding:0px 3px 0px 3px;vertical-align:bottom;font-weight:bold;">Four-walled</td> <td data-sheets-value='{"1":2,"2":"Clear (H/H/H/H)"}' style="border-right:1px solid #000000;overflow:hidden;padding:0px 3px 0px 3px;vertical-align:bottom;font-weight:bold;">Clear (H/H/H/H)</td> <td data-sheets-numberformat='{"1":2,"2":"0.00","3":1}' data-sheets-value='{"1":3,"3":1.28}' style="overflow:hidden;padding:0px 3px 0px 3px;vertical-align:bottom;text-align:center;">1.28</td> <td data-sheets-numberformat='{"1":2,"2":"0","3":1}' data-sheets-value='{"1":3,"3":64}' style="overflow:hidden;padding:0px 3px 0px 3px;vertical-align:bottom;text-align:center;">64</td> <td data-sheets-numberformat='{"1":2,"2":"0","3":1}' data-sheets-value='{"1":3,"3":54}' style="overflow:hidden;padding:0px 3px 0px 3px;vertical-align:bottom;text-align:center;">54</td> <td data-sheets-numberformat='{"1":2,"2":"0","3":1}' data-sheets-value='{"1":3,"3":23}' style="border-right:1px solid #000000;overflow:hidden;padding:0px 3px 0px 3px;vertical-align:bottom;text-align:center;">23</td> </tr> <tr style="height:20px;"> <td style="border-bottom:1px solid #000000;border-left:1px solid #000000;overflow:hidden;padding:0px 3px 0px 3px;vertical-align:bottom;"></td> <td data-sheets-value='{"1":2,"2":"Four-walled"}' style="border-bottom:1px solid #000000;overflow:hidden;padding:0px 3px 0px 3px;vertical-align:bottom;font-weight:bold;">Four-walled</td> <td data-sheets-value='{"1":2,"2":"Opal (H/H/O/H)"}' style="border-right:1px solid #000000;border-bottom:1px solid #000000;overflow:hidden;padding:0px 3px 0px 3px;vertical-align:bottom;font-weight:bold;">Opal (H/H/O/H)</td> <td data-sheets-numberformat='{"1":2,"2":"0.00","3":1}' data-sheets-value='{"1":3,"3":1.28}' style="border-bottom:1px solid #000000;overflow:hidden;padding:0px 3px 0px 3px;vertical-align:bottom;text-align:center;">1.28</td> <td data-sheets-numberformat='{"1":2,"2":"0","3":1}' data-sheets-value='{"1":3,"3":59}' style="border-bottom:1px solid #000000;overflow:hidden;padding:0px 3px 0px 3px;vertical-align:bottom;text-align:center;">59</td> <td data-sheets-numberformat='{"1":2,"2":"0","3":1}' data-sheets-value='{"1":3,"3":48}' style="border-bottom:1px solid #000000;overflow:hidden;padding:0px 3px 0px 3px;vertical-align:bottom;text-align:center;">48</td> <td data-sheets-numberformat='{"1":2,"2":"0","3":1}' data-sheets-value='{"1":3,"3":23}' style="border-right:1px solid #000000;border-bottom:1px solid #000000;overflow:hidden;padding:0px 3px 0px 3px;vertical-align:bottom;text-align:center;">23</td> </tr> <tr style="height:20px;"> <td data-sheets-value='{"1":2,"2":"Polycarbonate "}' style="border-left:1px solid #000000;overflow:hidden;padding:0px 3px 0px 3px;vertical-align:bottom;font-weight:bold;">Polycarbonate </td> <td data-sheets-value='{"1":2,"2":"Single-walled"}' style="overflow:hidden;padding:0px 3px 0px 3px;vertical-align:bottom;font-weight:bold;">Single-walled</td> <td data-sheets-value='{"1":2,"2":"Clear (A)"}' style="border-right:1px solid #000000;overflow:hidden;padding:0px 3px 0px 3px;vertical-align:bottom;font-weight:bold;">Clear (A)</td> <td data-sheets-numberformat='{"1":2,"2":"0.00","3":1}' data-sheets-value='{"1":3,"3":5.17}' style="overflow:hidden;padding:0px 3px 0px 3px;vertical-align:bottom;text-align:center;">5.17</td> <td data-sheets-numberformat='{"1":2,"2":"0","3":1}' data-sheets-value='{"1":3,"3":88}' style="overflow:hidden;padding:0px 3px 0px 3px;vertical-align:bottom;text-align:center;">88</td> <td data-sheets-numberformat='{"1":2,"2":"0","3":1}' data-sheets-value='{"1":3,"3":83}' style="overflow:hidden;padding:0px 3px 0px 3px;vertical-align:bottom;text-align:center;">83</td> <td data-sheets-numberformat='{"1":2,"2":"0","3":1}' data-sheets-value='{"1":2,"2":"-"}' style="border-right:1px solid #000000;overflow:hidden;padding:0px 3px 0px 3px;vertical-align:bottom;text-align:center;">-</td> </tr> <tr style="height:20px;"> <td data-sheets-value='{"1":2,"2":"PC"}' style="border-left:1px solid #000000;overflow:hidden;padding:0px 3px 0px 3px;vertical-align:bottom;font-weight:bold;">PC</td> <td data-sheets-value='{"1":2,"2":"Single-walled"}' style="overflow:hidden;padding:0px 3px 0px 3px;vertical-align:bottom;font-weight:bold;">Single-walled</td> <td data-sheets-value='{"1":2,"2":"Opal (D)"}' style="border-right:1px solid #000000;overflow:hidden;padding:0px 3px 0px 3px;vertical-align:bottom;font-weight:bold;">Opal (D)</td> <td data-sheets-numberformat='{"1":2,"2":"0.00","3":1}' data-sheets-value='{"1":3,"3":5.17}' style="overflow:hidden;padding:0px 3px 0px 3px;vertical-align:bottom;text-align:center;">5.17</td> <td data-sheets-numberformat='{"1":2,"2":"0","3":1}' data-sheets-value='{"1":3,"3":58}' style="overflow:hidden;padding:0px 3px 0px 3px;vertical-align:bottom;text-align:center;">58</td> <td data-sheets-numberformat='{"1":2,"2":"0","3":1}' data-sheets-value='{"1":3,"3":60}' style="overflow:hidden;padding:0px 3px 0px 3px;vertical-align:bottom;text-align:center;">60</td> <td data-sheets-numberformat='{"1":2,"2":"0","3":1}' data-sheets-value='{"1":2,"2":"-"}' style="border-right:1px solid #000000;overflow:hidden;padding:0px 3px 0px 3px;vertical-align:bottom;text-align:center;">-</td> </tr> <tr style="height:20px;"> <td style="border-left:1px solid #000000;overflow:hidden;padding:0px 3px 0px 3px;vertical-align:bottom;font-weight:bold;"></td> <td data-sheets-value='{"1":2,"2":"Double-walled"}' style="overflow:hidden;padding:0px 3px 0px 3px;vertical-align:bottom;font-weight:bold;">Double-walled</td> <td data-sheets-value='{"1":2,"2":"Clear (A/H)"}' style="border-right:1px solid #000000;overflow:hidden;padding:0px 3px 0px 3px;vertical-align:bottom;font-weight:bold;">Clear (A/H)</td> <td data-sheets-numberformat='{"1":2,"2":"0.00","3":1}' data-sheets-value='{"1":3,"3":2.9}' style="overflow:hidden;padding:0px 3px 0px 3px;vertical-align:bottom;text-align:center;">2.90</td> <td data-sheets-numberformat='{"1":2,"2":"0","3":1}' data-sheets-value='{"1":3,"3":79}' style="overflow:hidden;padding:0px 3px 0px 3px;vertical-align:bottom;text-align:center;">79</td> <td data-sheets-numberformat='{"1":2,"2":"0","3":1}' data-sheets-value='{"1":3,"3":72}' style="overflow:hidden;padding:0px 3px 0px 3px;vertical-align:bottom;text-align:center;">72</td> <td data-sheets-numberformat='{"1":2,"2":"0","3":1}' data-sheets-value='{"1":3,"3":20}' style="border-right:1px solid #000000;overflow:hidden;padding:0px 3px 0px 3px;vertical-align:bottom;text-align:center;">20</td> </tr> <tr style="height:20px;"> <td style="border-left:1px solid #000000;overflow:hidden;padding:0px 3px 0px 3px;vertical-align:bottom;font-weight:bold;"></td> <td data-sheets-value='{"1":2,"2":"Double-walled"}' style="overflow:hidden;padding:0px 3px 0px 3px;vertical-align:bottom;font-weight:bold;">Double-walled</td> <td data-sheets-value='{"1":2,"2":"Clear (A/A)"}' style="border-right:1px solid #000000;overflow:hidden;padding:0px 3px 0px 3px;vertical-align:bottom;font-weight:bold;">Clear (A/A)</td> <td data-sheets-numberformat='{"1":2,"2":"0.00","3":1}' data-sheets-value='{"1":3,"3":2.9}' style="overflow:hidden;padding:0px 3px 0px 3px;vertical-align:bottom;text-align:center;">2.90</td> <td data-sheets-numberformat='{"1":2,"2":"0","3":1}' data-sheets-value='{"1":3,"3":77}' style="overflow:hidden;padding:0px 3px 0px 3px;vertical-align:bottom;text-align:center;">77</td> <td data-sheets-numberformat='{"1":2,"2":"0","3":1}' data-sheets-value='{"1":3,"3":69}' style="overflow:hidden;padding:0px 3px 0px 3px;vertical-align:bottom;text-align:center;">69</td> <td data-sheets-numberformat='{"1":2,"2":"0","3":1}' data-sheets-value='{"1":3,"3":20}' style="border-right:1px solid #000000;overflow:hidden;padding:0px 3px 0px 3px;vertical-align:bottom;text-align:center;">20</td> </tr> <tr style="height:20px;"> <td style="border-left:1px solid #000000;overflow:hidden;padding:0px 3px 0px 3px;vertical-align:bottom;font-weight:bold;"></td> <td data-sheets-value='{"1":2,"2":"Double-walled"}' style="overflow:hidden;padding:0px 3px 0px 3px;vertical-align:bottom;font-weight:bold;">Double-walled</td> <td data-sheets-value='{"1":2,"2":"Opal (A/O)"}' style="border-right:1px solid #000000;overflow:hidden;padding:0px 3px 0px 3px;vertical-align:bottom;font-weight:bold;">Opal (A/O)</td> <td data-sheets-numberformat='{"1":2,"2":"0.00","3":1}' data-sheets-value='{"1":3,"3":2.9}' style="overflow:hidden;padding:0px 3px 0px 3px;vertical-align:bottom;text-align:center;">2.90</td> <td data-sheets-numberformat='{"1":2,"2":"0","3":1}' data-sheets-value='{"1":3,"3":73}' style="overflow:hidden;padding:0px 3px 0px 3px;vertical-align:bottom;text-align:center;">73</td> <td data-sheets-numberformat='{"1":2,"2":"0","3":1}' data-sheets-value='{"1":3,"3":63}' style="overflow:hidden;padding:0px 3px 0px 3px;vertical-align:bottom;text-align:center;">63</td> <td data-sheets-numberformat='{"1":2,"2":"0","3":1}' data-sheets-value='{"1":3,"3":20}' style="border-right:1px solid #000000;overflow:hidden;padding:0px 3px 0px 3px;vertical-align:bottom;text-align:center;">20</td> </tr> <tr style="height:20px;"> <td style="border-left:1px solid #000000;overflow:hidden;padding:0px 3px 0px 3px;vertical-align:bottom;font-weight:bold;"></td> <td data-sheets-value='{"1":2,"2":"Double-walled"}' style="overflow:hidden;padding:0px 3px 0px 3px;vertical-align:bottom;font-weight:bold;">Double-walled</td> <td data-sheets-value='{"1":2,"2":"Opal (A/D)"}' style="border-right:1px solid #000000;overflow:hidden;padding:0px 3px 0px 3px;vertical-align:bottom;font-weight:bold;">Opal (A/D)</td> <td data-sheets-numberformat='{"1":2,"2":"0.00","3":1}' data-sheets-value='{"1":3,"3":2.9}' style="overflow:hidden;padding:0px 3px 0px 3px;vertical-align:bottom;text-align:center;">2.90</td> <td data-sheets-numberformat='{"1":2,"2":"0","3":1}' data-sheets-value='{"1":3,"3":51}' style="overflow:hidden;padding:0px 3px 0px 3px;vertical-align:bottom;text-align:center;">51</td> <td data-sheets-numberformat='{"1":2,"2":"0","3":1}' data-sheets-value='{"1":3,"3":50}' style="overflow:hidden;padding:0px 3px 0px 3px;vertical-align:bottom;text-align:center;">50</td> <td data-sheets-numberformat='{"1":2,"2":"0","3":1}' data-sheets-value='{"1":3,"3":20}' style="border-right:1px solid #000000;overflow:hidden;padding:0px 3px 0px 3px;vertical-align:bottom;text-align:center;">20</td> </tr> <tr style="height:20px;"> <td style="border-left:1px solid #000000;overflow:hidden;padding:0px 3px 0px 3px;vertical-align:bottom;font-weight:bold;"></td> <td data-sheets-value='{"1":2,"2":"Triple-walled"}' style="overflow:hidden;padding:0px 3px 0px 3px;vertical-align:bottom;font-weight:bold;">Triple-walled</td> <td data-sheets-value='{"1":2,"2":"Clear (A/H/H)"}' style="border-right:1px solid #000000;overflow:hidden;padding:0px 3px 0px 3px;vertical-align:bottom;font-weight:bold;">Clear (A/H/H)</td> <td data-sheets-numberformat='{"1":2,"2":"0.00","3":1}' data-sheets-value='{"1":3,"3":1.7}' style="overflow:hidden;padding:0px 3px 0px 3px;vertical-align:bottom;text-align:center;">1.70</td> <td data-sheets-numberformat='{"1":2,"2":"0","3":1}' data-sheets-value='{"1":3,"3":71}' style="overflow:hidden;padding:0px 3px 0px 3px;vertical-align:bottom;text-align:center;">71</td> <td data-sheets-numberformat='{"1":2,"2":"0","3":1}' data-sheets-value='{"1":3,"3":63}' style="overflow:hidden;padding:0px 3px 0px 3px;vertical-align:bottom;text-align:center;">63</td> <td data-sheets-numberformat='{"1":2,"2":"0","3":1}' data-sheets-value='{"1":3,"3":22}' style="border-right:1px solid #000000;overflow:hidden;padding:0px 3px 0px 3px;vertical-align:bottom;text-align:center;">22</td> </tr> <tr style="height:20px;"> <td style="border-left:1px solid #000000;overflow:hidden;padding:0px 3px 0px 3px;vertical-align:bottom;font-weight:bold;"></td> <td data-sheets-value='{"1":2,"2":"Triple-walled"}' style="overflow:hidden;padding:0px 3px 0px 3px;vertical-align:bottom;font-weight:bold;">Triple-walled</td> <td data-sheets-value='{"1":2,"2":"Opal (A/O/O)"}' style="border-right:1px solid #000000;overflow:hidden;padding:0px 3px 0px 3px;vertical-align:bottom;font-weight:bold;">Opal (A/O/O)</td> <td data-sheets-numberformat='{"1":2,"2":"0.00","3":1}' data-sheets-value='{"1":3,"3":1.7}' style="overflow:hidden;padding:0px 3px 0px 3px;vertical-align:bottom;text-align:center;">1.70</td> <td data-sheets-numberformat='{"1":2,"2":"0","3":1}' data-sheets-value='{"1":3,"3":61}' style="overflow:hidden;padding:0px 3px 0px 3px;vertical-align:bottom;text-align:center;">61</td> <td data-sheets-numberformat='{"1":2,"2":"0","3":1}' data-sheets-value='{"1":3,"3":48}' style="overflow:hidden;padding:0px 3px 0px 3px;vertical-align:bottom;text-align:center;">48</td> <td data-sheets-numberformat='{"1":2,"2":"0","3":1}' data-sheets-value='{"1":3,"3":22}' style="border-right:1px solid #000000;overflow:hidden;padding:0px 3px 0px 3px;vertical-align:bottom;text-align:center;">22</td> </tr> <tr style="height:20px;"> <td style="border-left:1px solid #000000;overflow:hidden;padding:0px 3px 0px 3px;vertical-align:bottom;font-weight:bold;"></td> <td data-sheets-value='{"1":2,"2":"Four-walled"}' style="overflow:hidden;padding:0px 3px 0px 3px;vertical-align:bottom;font-weight:bold;">Four-walled</td> <td data-sheets-value='{"1":2,"2":"Clear (A/H/H/H)"}' style="border-right:1px solid #000000;overflow:hidden;padding:0px 3px 0px 3px;vertical-align:bottom;font-weight:bold;">Clear (A/H/H/H)</td> <td data-sheets-numberformat='{"1":2,"2":"0.00","3":1}' data-sheets-value='{"1":3,"3":1.28}' style="overflow:hidden;padding:0px 3px 0px 3px;vertical-align:bottom;text-align:center;">1.28</td> <td data-sheets-numberformat='{"1":2,"2":"0","3":1}' data-sheets-value='{"1":3,"3":64}' style="overflow:hidden;padding:0px 3px 0px 3px;vertical-align:bottom;text-align:center;">64</td> <td data-sheets-numberformat='{"1":2,"2":"0","3":1}' data-sheets-value='{"1":3,"3":52}' style="overflow:hidden;padding:0px 3px 0px 3px;vertical-align:bottom;text-align:center;">52</td> <td data-sheets-numberformat='{"1":2,"2":"0","3":1}' data-sheets-value='{"1":3,"3":23}' style="border-right:1px solid #000000;overflow:hidden;padding:0px 3px 0px 3px;vertical-align:bottom;text-align:center;">23</td> </tr> <tr style="height:20px;"> <td style="border-bottom:1px solid #000000;border-left:1px solid #000000;overflow:hidden;padding:0px 3px 0px 3px;vertical-align:bottom;"></td> <td data-sheets-value='{"1":2,"2":"Four-walled"}' style="border-bottom:1px solid #000000;overflow:hidden;padding:0px 3px 0px 3px;vertical-align:bottom;font-weight:bold;">Four-walled</td> <td data-sheets-value='{"1":2,"2":"Opal (A/H/O/H)"}' style="border-right:1px solid #000000;border-bottom:1px solid #000000;overflow:hidden;padding:0px 3px 0px 3px;vertical-align:bottom;font-weight:bold;">Opal (A/H/O/H)</td> <td data-sheets-numberformat='{"1":2,"2":"0.00","3":1}' data-sheets-value='{"1":3,"3":1.28}' style="border-bottom:1px solid #000000;overflow:hidden;padding:0px 3px 0px 3px;vertical-align:bottom;text-align:center;">1.28</td> <td data-sheets-numberformat='{"1":2,"2":"0","3":1}' data-sheets-value='{"1":3,"3":59}' style="border-bottom:1px solid #000000;overflow:hidden;padding:0px 3px 0px 3px;vertical-align:bottom;text-align:center;">59</td> <td data-sheets-numberformat='{"1":2,"2":"0","3":1}' data-sheets-value='{"1":3,"3":46}' style="border-bottom:1px solid #000000;overflow:hidden;padding:0px 3px 0px 3px;vertical-align:bottom;text-align:center;">46</td> <td data-sheets-numberformat='{"1":2,"2":"0","3":1}' data-sheets-value='{"1":3,"3":23}' style="border-right:1px solid #000000;border-bottom:1px solid #000000;overflow:hidden;padding:0px 3px 0px 3px;vertical-align:bottom;text-align:center;">23</td> </tr> <tr style="height:20px;"> <td data-sheets-value='{"1":2,"2":"Polycarbonate"}' style="border-left:1px solid #000000;overflow:hidden;padding:0px 3px 0px 3px;vertical-align:bottom;font-weight:bold;">Polycarbonate</td> <td data-sheets-value='{"1":2,"2":"Single-walled"}' style="overflow:hidden;padding:0px 3px 0px 3px;vertical-align:bottom;font-weight:bold;">Single-walled</td> <td data-sheets-value='{"1":2,"2":"Heatstop Opal (T)"}' style="border-right:1px solid #000000;overflow:hidden;padding:0px 3px 0px 3px;vertical-align:bottom;font-weight:bold;">Heatstop Opal (T)</td> <td data-sheets-numberformat='{"1":2,"2":"0.00","3":1}' data-sheets-value='{"1":3,"3":5.17}' style="overflow:hidden;padding:0px 3px 0px 3px;vertical-align:bottom;text-align:center;">5.17</td> <td data-sheets-numberformat='{"1":2,"2":"0","3":1}' data-sheets-value='{"1":3,"3":49}' style="overflow:hidden;padding:0px 3px 0px 3px;vertical-align:bottom;text-align:center;">49</td> <td data-sheets-numberformat='{"1":2,"2":"0","3":1}' data-sheets-value='{"1":3,"3":59}' style="overflow:hidden;padding:0px 3px 0px 3px;vertical-align:bottom;text-align:center;">59</td> <td data-sheets-numberformat='{"1":2,"2":"0","3":1}' data-sheets-value='{"1":2,"2":"-"}' style="border-right:1px solid #000000;overflow:hidden;padding:0px 3px 0px 3px;vertical-align:bottom;text-align:center;">-</td> </tr> <tr style="height:20px;"> <td data-sheets-value='{"1":2,"2":"Heatstop PC"}' style="border-left:1px solid #000000;overflow:hidden;padding:0px 3px 0px 3px;vertical-align:bottom;font-weight:bold;">Heatstop PC</td> <td data-sheets-value='{"1":2,"2":"Double-walled"}' style="overflow:hidden;padding:0px 3px 0px 3px;vertical-align:bottom;font-weight:bold;">Double-walled</td> <td data-sheets-value='{"1":2,"2":"Clear (T/H)"}' style="border-right:1px solid #000000;overflow:hidden;padding:0px 3px 0px 3px;vertical-align:bottom;font-weight:bold;">Clear (T/H)</td> <td data-sheets-numberformat='{"1":2,"2":"0.00","3":1}' data-sheets-value='{"1":3,"3":2.9}' style="overflow:hidden;padding:0px 3px 0px 3px;vertical-align:bottom;text-align:center;">2.90</td> <td data-sheets-numberformat='{"1":2,"2":"0","3":1}' data-sheets-value='{"1":3,"3":44}' style="overflow:hidden;padding:0px 3px 0px 3px;vertical-align:bottom;text-align:center;">44</td> <td data-sheets-numberformat='{"1":2,"2":"0","3":1}' data-sheets-value='{"1":3,"3":51}' style="overflow:hidden;padding:0px 3px 0px 3px;vertical-align:bottom;text-align:center;">51</td> <td data-sheets-numberformat='{"1":2,"2":"0","3":1}' data-sheets-value='{"1":3,"3":20}' style="border-right:1px solid #000000;overflow:hidden;padding:0px 3px 0px 3px;vertical-align:bottom;text-align:center;">20</td> </tr> <tr style="height:20px;"> <td style="border-left:1px solid #000000;overflow:hidden;padding:0px 3px 0px 3px;vertical-align:bottom;font-weight:bold;"></td> <td data-sheets-value='{"1":2,"2":"Double-walled"}' style="overflow:hidden;padding:0px 3px 0px 3px;vertical-align:bottom;font-weight:bold;">Double-walled</td> <td data-sheets-value='{"1":2,"2":"Opal (T/O)"}' style="border-right:1px solid #000000;overflow:hidden;padding:0px 3px 0px 3px;vertical-align:bottom;font-weight:bold;">Opal (T/O)</td> <td data-sheets-numberformat='{"1":2,"2":"0.00","3":1}' data-sheets-value='{"1":3,"3":2.9}' style="overflow:hidden;padding:0px 3px 0px 3px;vertical-align:bottom;text-align:center;">2.90</td> <td data-sheets-numberformat='{"1":2,"2":"0","3":1}' data-sheets-value='{"1":3,"3":41}' style="overflow:hidden;padding:0px 3px 0px 3px;vertical-align:bottom;text-align:center;">41</td> <td data-sheets-numberformat='{"1":2,"2":"0","3":1}' data-sheets-value='{"1":3,"3":45}' style="overflow:hidden;padding:0px 3px 0px 3px;vertical-align:bottom;text-align:center;">45</td> <td data-sheets-numberformat='{"1":2,"2":"0","3":1}' data-sheets-value='{"1":3,"3":20}' style="border-right:1px solid #000000;overflow:hidden;padding:0px 3px 0px 3px;vertical-align:bottom;text-align:center;">20</td> </tr> <tr style="height:20px;"> <td style="border-left:1px solid #000000;overflow:hidden;padding:0px 3px 0px 3px;vertical-align:bottom;font-weight:bold;"></td> <td data-sheets-value='{"1":2,"2":"Triple-walled"}' style="overflow:hidden; | skylux-160-ce-met-koepel-en-metaalopstand-met-lm-motor-en-windvang-1300-x-1600-mm | 8586006626637 | 46872294621517
Smoke and heat exhaust (SHEV) | SHE system | Skylux | Skylux 160° CE with skylight and metal curb with LM-actuator and spoiler 1300 x 1900 mm |  | 28715 | 5412970287155 | 5380.9 | Yes | 30-45 | 114.4 | 1300 x 1900 mm | 1900 | 1300 |  | metal curb M30 (30 cm high) | Rectangular | 5.17 W/m²K - 1.28 W/m²K | 87% - 32% | 90% - 32% | 20dB - 23dB | 160° CE (for industry) | skylight | with spoiler | E | Single actuator | Maximum four-walled skylight possible for this product | Ut-value LT-value g-value Rw-value EN 1873 : 2014 EN ISO 13468 EN 16153 EN 410 EN 410 EN ISO 140-3 Material Walls Shells (W/m²K) (%) (%) (dB) Acrylic Single-walled Clear (H) 5.17 90 87 - PMMA Single-walled Opal (O) 5.17 83 76 - Double-walled Clear (H/H) 2.90 81 75 20 Double-walled Opal (O/O) 2.90 69 58 20 Triple-walled Clear (H/H/H) 1.70 73 65 22 Triple-walled Opal (O/H/O) 1.70 62 51 22 Four-walled Clear (H/H/H/H) 1.28 64 54 23 Four-walled Opal (H/H/O/H) 1.28 59 48 23 Polycarbonate Single-walled Clear (A) 5.17 88 83 - PC Single-walled Opal (D) 5.17 58 60 - Double-walled Clear (A/H) 2.90 79 72 20 Double-walled Clear (A/A) 2.90 77 69 20 Double-walled Opal (A/O) 2.90 73 63 20 Double-walled Opal (A/D) 2.90 51 50 20 Triple-walled Clear (A/H/H) 1.70 71 63 22 Triple-walled Opal (A/O/O) 1.70 61 48 22 Four-walled Clear (A/H/H/H) 1.28 64 52 23 Four-walled Opal (A/H/O/H) 1.28 59 46 23 Polycarbonate Single-walled Heatstop Opal (T) 5.17 49 59 - Heatstop PC Double-walled Clear (T/H) 2.90 44 51 20 Double-walled Opal (T/O) 2.90 41 45 20 Triple-walled Clear (T/H/H) 1.70 40 <td data-sheets-numberformat='{"1":2,"2":"0","3":1}' data-sheets-value='{"1":3,"3":44}' style="overflow:hidden;paddin | https://skylux.eu/en/products/skylux-160-ce-met-koepel-en-metaalopstand-met-lm-motor-en-windvang-1300-x-1900-mm | https://skylux.eu/cdn/shop/files/Skylux-160deg-CE-met-koepel-en-metaalopstand-met-LM-motor-en-windvang-1300-x-1900-mm-RWA-systeem.jpg?v=1702977615&width=1600 | https://skylux.eu/cdn/shop/files/e5a82811-1bb0-48e4-a776-cacb59c7c092_399f716a-7b63-4b0c-b313-9f1ace49bfa2.jpg?v=1688550421&width=1600 | //skylux.eu/cdn/shop/files/E_MH_Mounting_instructions_Skylux_160_CE_LM.pdf?v=12406716259046007223 | //skylux.eu/cdn/shop/files/E_TD_Technical_File_Skylux_Skylux_160_CE_Electric.pdf?v=3667116872303399239 | <style type="text/css" id="isPasted"> <!--td { border: 1px solid #cccccc; } br { mso-data-placement: same-cell; } --> </style> <table border="1" cellpadding="0" cellspacing="0" dir="ltr" style="table-layout:fixed;font-size:10pt;font-family:Arial;border-collapse:collapse;border:none;"><tbody> <tr style="height:20px;"> <td style="overflow:hidden;padding:0px 3px 0px 3px;vertical-align:bottom;"></td> <td style="overflow:hidden;padding:0px 3px 0px 3px;vertical-align:bottom;"></td> <td style="overflow:hidden;padding:0px 3px 0px 3px;vertical-align:bottom;"></td> <td data-sheets-value='{"1":2,"2":"Ut-value"}' style="overflow:hidden;padding:0px 3px 0px 3px;vertical-align:bottom;font-weight:bold;text-align:center;">Ut-value</td> <td data-sheets-value='{"1":2,"2":"LT-value"}' style="overflow:hidden;padding:0px 3px 0px 3px;vertical-align:bottom;font-weight:bold;text-align:center;">LT-value</td> <td data-sheets-value='{"1":2,"2":"g-value"}' style="overflow:hidden;padding:0px 3px 0px 3px;vertical-align:bottom;font-weight:bold;text-align:center;">g-value</td> <td data-sheets-value='{"1":2,"2":"Rw-value "}' style="overflow:hidden;padding:0px 3px 0px 3px;vertical-align:bottom;font-weight:bold;text-align:center;">Rw-value </td> </tr> <tr style="height:20px;"> <td style="overflow:hidden;padding:0px 3px 0px 3px;vertical-align:bottom;"></td> <td style="overflow:hidden;padding:0px 3px 0px 3px;vertical-align:bottom;"></td> <td style="overflow:hidden;padding:0px 3px 0px 3px;vertical-align:bottom;"></td> <td data-sheets-numberformat='{"1":2,"2":"0.00","3":1}' data-sheets-value='{"1":2,"2":"EN 1873 : 2014"}' style="overflow:hidden;padding:0px 3px 0px 3px;vertical-align:bottom;text-align:center;">EN 1873 : 2014</td> <td data-sheets-numberformat='{"1":2,"2":"0","3":1}' data-sheets-value='{"1":2,"2":"EN ISO 13468 EN 16153 EN 410"}' style="overflow:hidden;padding:0px 3px 0px 3px;vertical-align:bottom;text-align:center;">EN ISO 13468 EN 16153 EN 410</td> <td data-sheets-numberformat='{"1":2,"2":"0","3":1}' data-sheets-value='{"1":2,"2":"EN 410"}' style="overflow:hidden;padding:0px 3px 0px 3px;vertical-align:bottom;text-align:center;">EN 410</td> <td data-sheets-value='{"1":2,"2":"EN ISO 140-3\t\t"}' style="overflow:hidden;padding:0px 3px 0px 3px;vertical-align:bottom;text-align:center;">EN ISO 140-3 </td> </tr> <tr style="height:20px;"> <td data-sheets-value='{"1":2,"2":"Material"}' style="border-bottom:1px solid #000000;overflow:hidden;padding:0px 3px 0px 3px;vertical-align:bottom;background-color:#000000;font-weight:bold;color:#ffffff;">Material</td> <td data-sheets-value='{"1":2,"2":"Walls"}' style="border-bottom:1px solid #000000;overflow:hidden;padding:0px 3px 0px 3px;vertical-align:bottom;background-color:#000000;font-weight:bold;color:#ffffff;">Walls</td> <td data-sheets-value='{"1":2,"2":"Shells"}' style="border-bottom:1px solid #000000;overflow:hidden;padding:0px 3px 0px 3px;vertical-align:bottom;background-color:#000000;font-weight:bold;color:#ffffff;">Shells</td> <td data-sheets-numberformat='{"1":2,"2":"0.00","3":1}' data-sheets-value='{"1":2,"2":"(W/m²K)\t"}' style="border-bottom:1px solid #000000;overflow:hidden;padding:0px 3px 0px 3px;vertical-align:bottom;background-color:#000000;font-weight:bold;color:#ffffff;text-align:center;">(W/m²K) </td> <td data-sheets-numberformat='{"1":2,"2":"0","3":1}' data-sheets-value='{"1":2,"2":"(%)"}' style="border-bottom:1px solid #000000;overflow:hidden;padding:0px 3px 0px 3px;vertical-align:bottom;background-color:#000000;font-weight:bold;color:#ffffff;text-align:center;">(%)</td> <td data-sheets-numberformat='{"1":2,"2":"0","3":1}' data-sheets-value='{"1":2,"2":"(%)"}' style="border-bottom:1px solid #000000;overflow:hidden;padding:0px 3px 0px 3px;vertical-align:bottom;background-color:#000000;font-weight:bold;color:#ffffff;text-align:center;">(%)</td> <td data-sheets-value='{"1":2,"2":"(dB)"}' style="border-bottom:1px solid #000000;overflow:hidden;padding:0px 3px 0px 3px;vertical-align:bottom;background-color:#000000;font-weight:bold;color:#ffffff;text-align:center;">(dB)</td> </tr> <tr style="height:20px;"> <td data-sheets-value='{"1":2,"2":"Acrylic"}' style="border-left:1px solid #000000;overflow:hidden;padding:0px 3px 0px 3px;vertical-align:bottom;font-weight:bold;">Acrylic</td> <td data-sheets-value='{"1":2,"2":"Single-walled"}' style="overflow:hidden;padding:0px 3px 0px 3px;vertical-align:bottom;font-weight:bold;">Single-walled</td> <td data-sheets-value='{"1":2,"2":"Clear (H)"}' style="border-right:1px solid #000000;overflow:hidden;padding:0px 3px 0px 3px;vertical-align:bottom;font-weight:bold;">Clear (H)</td> <td data-sheets-numberformat='{"1":2,"2":"0.00","3":1}' data-sheets-value='{"1":3,"3":5.17}' style="overflow:hidden;padding:0px 3px 0px 3px;vertical-align:bottom;text-align:center;">5.17</td> <td data-sheets-numberformat='{"1":2,"2":"0","3":1}' data-sheets-value='{"1":3,"3":90}' style="overflow:hidden;padding:0px 3px 0px 3px;vertical-align:bottom;text-align:center;">90</td> <td data-sheets-numberformat='{"1":2,"2":"0","3":1}' data-sheets-value='{"1":3,"3":87}' style="overflow:hidden;padding:0px 3px 0px 3px;vertical-align:bottom;text-align:center;">87</td> <td data-sheets-numberformat='{"1":2,"2":"0","3":1}' data-sheets-value='{"1":2,"2":"-"}' style="border-right:1px solid #000000;overflow:hidden;padding:0px 3px 0px 3px;vertical-align:bottom;text-align:center;">-</td> </tr> <tr style="height:20px;"> <td data-sheets-value='{"1":2,"2":"PMMA"}' style="border-left:1px solid #000000;overflow:hidden;padding:0px 3px 0px 3px;vertical-align:bottom;font-weight:bold;">PMMA</td> <td data-sheets-value='{"1":2,"2":"Single-walled"}' style="overflow:hidden;padding:0px 3px 0px 3px;vertical-align:bottom;font-weight:bold;">Single-walled</td> <td data-sheets-value='{"1":2,"2":"Opal (O)"}' style="border-right:1px solid #000000;overflow:hidden;padding:0px 3px 0px 3px;vertical-align:bottom;font-weight:bold;">Opal (O)</td> <td data-sheets-numberformat='{"1":2,"2":"0.00","3":1}' data-sheets-value='{"1":3,"3":5.17}' style="overflow:hidden;padding:0px 3px 0px 3px;vertical-align:bottom;text-align:center;">5.17</td> <td data-sheets-numberformat='{"1":2,"2":"0","3":1}' data-sheets-value='{"1":3,"3":83}' style="overflow:hidden;padding:0px 3px 0px 3px;vertical-align:bottom;text-align:center;">83</td> <td data-sheets-numberformat='{"1":2,"2":"0","3":1}' data-sheets-value='{"1":3,"3":76}' style="overflow:hidden;padding:0px 3px 0px 3px;vertical-align:bottom;text-align:center;">76</td> <td data-sheets-numberformat='{"1":2,"2":"0","3":1}' data-sheets-value='{"1":2,"2":"-"}' style="border-right:1px solid #000000;overflow:hidden;padding:0px 3px 0px 3px;vertical-align:bottom;text-align:center;">-</td> </tr> <tr style="height:20px;"> <td style="border-left:1px solid #000000;overflow:hidden;padding:0px 3px 0px 3px;vertical-align:bottom;font-weight:bold;"></td> <td data-sheets-value='{"1":2,"2":"Double-walled"}' style="overflow:hidden;padding:0px 3px 0px 3px;vertical-align:bottom;font-weight:bold;">Double-walled</td> <td data-sheets-value='{"1":2,"2":"Clear (H/H)"}' style="border-right:1px solid #000000;overflow:hidden;padding:0px 3px 0px 3px;vertical-align:bottom;font-weight:bold;">Clear (H/H)</td> <td data-sheets-numberformat='{"1":2,"2":"0.00","3":1}' data-sheets-value='{"1":3,"3":2.9}' style="overflow:hidden;padding:0px 3px 0px 3px;vertical-align:bottom;text-align:center;">2.90</td> <td data-sheets-numberformat='{"1":2,"2":"0","3":1}' data-sheets-value='{"1":3,"3":81}' style="overflow:hidden;padding:0px 3px 0px 3px;vertical-align:bottom;text-align:center;">81</td> <td data-sheets-numberformat='{"1":2,"2":"0","3":1}' data-sheets-value='{"1":3,"3":75}' style="overflow:hidden;padding:0px 3px 0px 3px;vertical-align:bottom;text-align:center;">75</td> <td data-sheets-numberformat='{"1":2,"2":"0","3":1}' data-sheets-value='{"1":3,"3":20}' style="border-right:1px solid #000000;overflow:hidden;padding:0px 3px 0px 3px;vertical-align:bottom;text-align:center;">20</td> </tr> <tr style="height:20px;"> <td style="border-left:1px solid #000000;overflow:hidden;padding:0px 3px 0px 3px;vertical-align:bottom;font-weight:bold;"></td> <td data-sheets-value='{"1":2,"2":"Double-walled"}' style="overflow:hidden;padding:0px 3px 0px 3px;vertical-align:bottom;font-weight:bold;">Double-walled</td> <td data-sheets-value='{"1":2,"2":"Opal (O/O)"}' style="border-right:1px solid #000000;overflow:hidden;padding:0px 3px 0px 3px;vertical-align:bottom;font-weight:bold;">Opal (O/O)</td> <td data-sheets-numberformat='{"1":2,"2":"0.00","3":1}' data-sheets-value='{"1":3,"3":2.9}' style="overflow:hidden;padding:0px 3px 0px 3px;vertical-align:bottom;text-align:center;">2.90</td> <td data-sheets-numberformat='{"1":2,"2":"0","3":1}' data-sheets-value='{"1":3,"3":69}' style="overflow:hidden;padding:0px 3px 0px 3px;vertical-align:bottom;text-align:center;">69</td> <td data-sheets-numberformat='{"1":2,"2":"0","3":1}' data-sheets-value='{"1":3,"3":58}' style="overflow:hidden;padding:0px 3px 0px 3px;vertical-align:bottom;text-align:center;">58</td> <td data-sheets-numberformat='{"1":2,"2":"0","3":1}' data-sheets-value='{"1":3,"3":20}' style="border-right:1px solid #000000;overflow:hidden;padding:0px 3px 0px 3px;vertical-align:bottom;text-align:center;">20</td> </tr> <tr style="height:20px;"> <td style="border-left:1px solid #000000;overflow:hidden;padding:0px 3px 0px 3px;vertical-align:bottom;font-weight:bold;"></td> <td data-sheets-value='{"1":2,"2":"Triple-walled"}' style="overflow:hidden;padding:0px 3px 0px 3px;vertical-align:bottom;font-weight:bold;">Triple-walled</td> <td data-sheets-value='{"1":2,"2":"Clear (H/H/H)"}' style="border-right:1px solid #000000;overflow:hidden;padding:0px 3px 0px 3px;vertical-align:bottom;font-weight:bold;">Clear (H/H/H)</td> <td data-sheets-numberformat='{"1":2,"2":"0.00","3":1}' data-sheets-value='{"1":3,"3":1.7}' style="overflow:hidden;padding:0px 3px 0px 3px;vertical-align:bottom;text-align:center;">1.70</td> <td data-sheets-numberformat='{"1":2,"2":"0","3":1}' data-sheets-value='{"1":3,"3":73}' style="overflow:hidden;padding:0px 3px 0px 3px;vertical-align:bottom;text-align:center;">73</td> <td data-sheets-numberformat='{"1":2,"2":"0","3":1}' data-sheets-value='{"1":3,"3":65}' style="overflow:hidden;padding:0px 3px 0px 3px;vertical-align:bottom;text-align:center;">65</td> <td data-sheets-numberformat='{"1":2,"2":"0","3":1}' data-sheets-value='{"1":3,"3":22}' style="border-right:1px solid #000000;overflow:hidden;padding:0px 3px 0px 3px;vertical-align:bottom;text-align:center;">22</td> </tr> <tr style="height:20px;"> <td style="border-left:1px solid #000000;overflow:hidden;padding:0px 3px 0px 3px;vertical-align:bottom;font-weight:bold;"></td> <td data-sheets-value='{"1":2,"2":"Triple-walled"}' style="overflow:hidden;padding:0px 3px 0px 3px;vertical-align:bottom;font-weight:bold;">Triple-walled</td> <td data-sheets-value='{"1":2,"2":"Opal (O/H/O)"}' style="border-right:1px solid #000000;overflow:hidden;padding:0px 3px 0px 3px;vertical-align:bottom;font-weight:bold;">Opal (O/H/O)</td> <td data-sheets-numberformat='{"1":2,"2":"0.00","3":1}' data-sheets-value='{"1":3,"3":1.7}' style="overflow:hidden;padding:0px 3px 0px 3px;vertical-align:bottom;text-align:center;">1.70</td> <td data-sheets-numberformat='{"1":2,"2":"0","3":1}' data-sheets-value='{"1":3,"3":62}' style="overflow:hidden;padding:0px 3px 0px 3px;vertical-align:bottom;text-align:center;">62</td> <td data-sheets-numberformat='{"1":2,"2":"0","3":1}' data-sheets-value='{"1":3,"3":51}' style="overflow:hidden;padding:0px 3px 0px 3px;vertical-align:bottom;text-align:center;">51</td> <td data-sheets-numberformat='{"1":2,"2":"0","3":1}' data-sheets-value='{"1":3,"3":22}' style="border-right:1px solid #000000;overflow:hidden;padding:0px 3px 0px 3px;vertical-align:bottom;text-align:center;">22</td> </tr> <tr style="height:20px;"> <td style="border-left:1px solid #000000;overflow:hidden;padding:0px 3px 0px 3px;vertical-align:bottom;font-weight:bold;"></td> <td data-sheets-value='{"1":2,"2":"Four-walled"}' style="overflow:hidden;padding:0px 3px 0px 3px;vertical-align:bottom;font-weight:bold;">Four-walled</td> <td data-sheets-value='{"1":2,"2":"Clear (H/H/H/H)"}' style="border-right:1px solid #000000;overflow:hidden;padding:0px 3px 0px 3px;vertical-align:bottom;font-weight:bold;">Clear (H/H/H/H)</td> <td data-sheets-numberformat='{"1":2,"2":"0.00","3":1}' data-sheets-value='{"1":3,"3":1.28}' style="overflow:hidden;padding:0px 3px 0px 3px;vertical-align:bottom;text-align:center;">1.28</td> <td data-sheets-numberformat='{"1":2,"2":"0","3":1}' data-sheets-value='{"1":3,"3":64}' style="overflow:hidden;padding:0px 3px 0px 3px;vertical-align:bottom;text-align:center;">64</td> <td data-sheets-numberformat='{"1":2,"2":"0","3":1}' data-sheets-value='{"1":3,"3":54}' style="overflow:hidden;padding:0px 3px 0px 3px;vertical-align:bottom;text-align:center;">54</td> <td data-sheets-numberformat='{"1":2,"2":"0","3":1}' data-sheets-value='{"1":3,"3":23}' style="border-right:1px solid #000000;overflow:hidden;padding:0px 3px 0px 3px;vertical-align:bottom;text-align:center;">23</td> </tr> <tr style="height:20px;"> <td style="border-bottom:1px solid #000000;border-left:1px solid #000000;overflow:hidden;padding:0px 3px 0px 3px;vertical-align:bottom;"></td> <td data-sheets-value='{"1":2,"2":"Four-walled"}' style="border-bottom:1px solid #000000;overflow:hidden;padding:0px 3px 0px 3px;vertical-align:bottom;font-weight:bold;">Four-walled</td> <td data-sheets-value='{"1":2,"2":"Opal (H/H/O/H)"}' style="border-right:1px solid #000000;border-bottom:1px solid #000000;overflow:hidden;padding:0px 3px 0px 3px;vertical-align:bottom;font-weight:bold;">Opal (H/H/O/H)</td> <td data-sheets-numberformat='{"1":2,"2":"0.00","3":1}' data-sheets-value='{"1":3,"3":1.28}' style="border-bottom:1px solid #000000;overflow:hidden;padding:0px 3px 0px 3px;vertical-align:bottom;text-align:center;">1.28</td> <td data-sheets-numberformat='{"1":2,"2":"0","3":1}' data-sheets-value='{"1":3,"3":59}' style="border-bottom:1px solid #000000;overflow:hidden;padding:0px 3px 0px 3px;vertical-align:bottom;text-align:center;">59</td> <td data-sheets-numberformat='{"1":2,"2":"0","3":1}' data-sheets-value='{"1":3,"3":48}' style="border-bottom:1px solid #000000;overflow:hidden;padding:0px 3px 0px 3px;vertical-align:bottom;text-align:center;">48</td> <td data-sheets-numberformat='{"1":2,"2":"0","3":1}' data-sheets-value='{"1":3,"3":23}' style="border-right:1px solid #000000;border-bottom:1px solid #000000;overflow:hidden;padding:0px 3px 0px 3px;vertical-align:bottom;text-align:center;">23</td> </tr> <tr style="height:20px;"> <td data-sheets-value='{"1":2,"2":"Polycarbonate "}' style="border-left:1px solid #000000;overflow:hidden;padding:0px 3px 0px 3px;vertical-align:bottom;font-weight:bold;">Polycarbonate </td> <td data-sheets-value='{"1":2,"2":"Single-walled"}' style="overflow:hidden;padding:0px 3px 0px 3px;vertical-align:bottom;font-weight:bold;">Single-walled</td> <td data-sheets-value='{"1":2,"2":"Clear (A)"}' style="border-right:1px solid #000000;overflow:hidden;padding:0px 3px 0px 3px;vertical-align:bottom;font-weight:bold;">Clear (A)</td> <td data-sheets-numberformat='{"1":2,"2":"0.00","3":1}' data-sheets-value='{"1":3,"3":5.17}' style="overflow:hidden;padding:0px 3px 0px 3px;vertical-align:bottom;text-align:center;">5.17</td> <td data-sheets-numberformat='{"1":2,"2":"0","3":1}' data-sheets-value='{"1":3,"3":88}' style="overflow:hidden;padding:0px 3px 0px 3px;vertical-align:bottom;text-align:center;">88</td> <td data-sheets-numberformat='{"1":2,"2":"0","3":1}' data-sheets-value='{"1":3,"3":83}' style="overflow:hidden;padding:0px 3px 0px 3px;vertical-align:bottom;text-align:center;">83</td> <td data-sheets-numberformat='{"1":2,"2":"0","3":1}' data-sheets-value='{"1":2,"2":"-"}' style="border-right:1px solid #000000;overflow:hidden;padding:0px 3px 0px 3px;vertical-align:bottom;text-align:center;">-</td> </tr> <tr style="height:20px;"> <td data-sheets-value='{"1":2,"2":"PC"}' style="border-left:1px solid #000000;overflow:hidden;padding:0px 3px 0px 3px;vertical-align:bottom;font-weight:bold;">PC</td> <td data-sheets-value='{"1":2,"2":"Single-walled"}' style="overflow:hidden;padding:0px 3px 0px 3px;vertical-align:bottom;font-weight:bold;">Single-walled</td> <td data-sheets-value='{"1":2,"2":"Opal (D)"}' style="border-right:1px solid #000000;overflow:hidden;padding:0px 3px 0px 3px;vertical-align:bottom;font-weight:bold;">Opal (D)</td> <td data-sheets-numberformat='{"1":2,"2":"0.00","3":1}' data-sheets-value='{"1":3,"3":5.17}' style="overflow:hidden;padding:0px 3px 0px 3px;vertical-align:bottom;text-align:center;">5.17</td> <td data-sheets-numberformat='{"1":2,"2":"0","3":1}' data-sheets-value='{"1":3,"3":58}' style="overflow:hidden;padding:0px 3px 0px 3px;vertical-align:bottom;text-align:center;">58</td> <td data-sheets-numberformat='{"1":2,"2":"0","3":1}' data-sheets-value='{"1":3,"3":60}' style="overflow:hidden;padding:0px 3px 0px 3px;vertical-align:bottom;text-align:center;">60</td> <td data-sheets-numberformat='{"1":2,"2":"0","3":1}' data-sheets-value='{"1":2,"2":"-"}' style="border-right:1px solid #000000;overflow:hidden;padding:0px 3px 0px 3px;vertical-align:bottom;text-align:center;">-</td> </tr> <tr style="height:20px;"> <td style="border-left:1px solid #000000;overflow:hidden;padding:0px 3px 0px 3px;vertical-align:bottom;font-weight:bold;"></td> <td data-sheets-value='{"1":2,"2":"Double-walled"}' style="overflow:hidden;padding:0px 3px 0px 3px;vertical-align:bottom;font-weight:bold;">Double-walled</td> <td data-sheets-value='{"1":2,"2":"Clear (A/H)"}' style="border-right:1px solid #000000;overflow:hidden;padding:0px 3px 0px 3px;vertical-align:bottom;font-weight:bold;">Clear (A/H)</td> <td data-sheets-numberformat='{"1":2,"2":"0.00","3":1}' data-sheets-value='{"1":3,"3":2.9}' style="overflow:hidden;padding:0px 3px 0px 3px;vertical-align:bottom;text-align:center;">2.90</td> <td data-sheets-numberformat='{"1":2,"2":"0","3":1}' data-sheets-value='{"1":3,"3":79}' style="overflow:hidden;padding:0px 3px 0px 3px;vertical-align:bottom;text-align:center;">79</td> <td data-sheets-numberformat='{"1":2,"2":"0","3":1}' data-sheets-value='{"1":3,"3":72}' style="overflow:hidden;padding:0px 3px 0px 3px;vertical-align:bottom;text-align:center;">72</td> <td data-sheets-numberformat='{"1":2,"2":"0","3":1}' data-sheets-value='{"1":3,"3":20}' style="border-right:1px solid #000000;overflow:hidden;padding:0px 3px 0px 3px;vertical-align:bottom;text-align:center;">20</td> </tr> <tr style="height:20px;"> <td style="border-left:1px solid #000000;overflow:hidden;padding:0px 3px 0px 3px;vertical-align:bottom;font-weight:bold;"></td> <td data-sheets-value='{"1":2,"2":"Double-walled"}' style="overflow:hidden;padding:0px 3px 0px 3px;vertical-align:bottom;font-weight:bold;">Double-walled</td> <td data-sheets-value='{"1":2,"2":"Clear (A/A)"}' style="border-right:1px solid #000000;overflow:hidden;padding:0px 3px 0px 3px;vertical-align:bottom;font-weight:bold;">Clear (A/A)</td> <td data-sheets-numberformat='{"1":2,"2":"0.00","3":1}' data-sheets-value='{"1":3,"3":2.9}' style="overflow:hidden;padding:0px 3px 0px 3px;vertical-align:bottom;text-align:center;">2.90</td> <td data-sheets-numberformat='{"1":2,"2":"0","3":1}' data-sheets-value='{"1":3,"3":77}' style="overflow:hidden;padding:0px 3px 0px 3px;vertical-align:bottom;text-align:center;">77</td> <td data-sheets-numberformat='{"1":2,"2":"0","3":1}' data-sheets-value='{"1":3,"3":69}' style="overflow:hidden;padding:0px 3px 0px 3px;vertical-align:bottom;text-align:center;">69</td> <td data-sheets-numberformat='{"1":2,"2":"0","3":1}' data-sheets-value='{"1":3,"3":20}' style="border-right:1px solid #000000;overflow:hidden;padding:0px 3px 0px 3px;vertical-align:bottom;text-align:center;">20</td> </tr> <tr style="height:20px;"> <td style="border-left:1px solid #000000;overflow:hidden;padding:0px 3px 0px 3px;vertical-align:bottom;font-weight:bold;"></td> <td data-sheets-value='{"1":2,"2":"Double-walled"}' style="overflow:hidden;padding:0px 3px 0px 3px;vertical-align:bottom;font-weight:bold;">Double-walled</td> <td data-sheets-value='{"1":2,"2":"Opal (A/O)"}' style="border-right:1px solid #000000;overflow:hidden;padding:0px 3px 0px 3px;vertical-align:bottom;font-weight:bold;">Opal (A/O)</td> <td data-sheets-numberformat='{"1":2,"2":"0.00","3":1}' data-sheets-value='{"1":3,"3":2.9}' style="overflow:hidden;padding:0px 3px 0px 3px;vertical-align:bottom;text-align:center;">2.90</td> <td data-sheets-numberformat='{"1":2,"2":"0","3":1}' data-sheets-value='{"1":3,"3":73}' style="overflow:hidden;padding:0px 3px 0px 3px;vertical-align:bottom;text-align:center;">73</td> <td data-sheets-numberformat='{"1":2,"2":"0","3":1}' data-sheets-value='{"1":3,"3":63}' style="overflow:hidden;padding:0px 3px 0px 3px;vertical-align:bottom;text-align:center;">63</td> <td data-sheets-numberformat='{"1":2,"2":"0","3":1}' data-sheets-value='{"1":3,"3":20}' style="border-right:1px solid #000000;overflow:hidden;padding:0px 3px 0px 3px;vertical-align:bottom;text-align:center;">20</td> </tr> <tr style="height:20px;"> <td style="border-left:1px solid #000000;overflow:hidden;padding:0px 3px 0px 3px;vertical-align:bottom;font-weight:bold;"></td> <td data-sheets-value='{"1":2,"2":"Double-walled"}' style="overflow:hidden;padding:0px 3px 0px 3px;vertical-align:bottom;font-weight:bold;">Double-walled</td> <td data-sheets-value='{"1":2,"2":"Opal (A/D)"}' style="border-right:1px solid #000000;overflow:hidden;padding:0px 3px 0px 3px;vertical-align:bottom;font-weight:bold;">Opal (A/D)</td> <td data-sheets-numberformat='{"1":2,"2":"0.00","3":1}' data-sheets-value='{"1":3,"3":2.9}' style="overflow:hidden;padding:0px 3px 0px 3px;vertical-align:bottom;text-align:center;">2.90</td> <td data-sheets-numberformat='{"1":2,"2":"0","3":1}' data-sheets-value='{"1":3,"3":51}' style="overflow:hidden;padding:0px 3px 0px 3px;vertical-align:bottom;text-align:center;">51</td> <td data-sheets-numberformat='{"1":2,"2":"0","3":1}' data-sheets-value='{"1":3,"3":50}' style="overflow:hidden;padding:0px 3px 0px 3px;vertical-align:bottom;text-align:center;">50</td> <td data-sheets-numberformat='{"1":2,"2":"0","3":1}' data-sheets-value='{"1":3,"3":20}' style="border-right:1px solid #000000;overflow:hidden;padding:0px 3px 0px 3px;vertical-align:bottom;text-align:center;">20</td> </tr> <tr style="height:20px;"> <td style="border-left:1px solid #000000;overflow:hidden;padding:0px 3px 0px 3px;vertical-align:bottom;font-weight:bold;"></td> <td data-sheets-value='{"1":2,"2":"Triple-walled"}' style="overflow:hidden;padding:0px 3px 0px 3px;vertical-align:bottom;font-weight:bold;">Triple-walled</td> <td data-sheets-value='{"1":2,"2":"Clear (A/H/H)"}' style="border-right:1px solid #000000;overflow:hidden;padding:0px 3px 0px 3px;vertical-align:bottom;font-weight:bold;">Clear (A/H/H)</td> <td data-sheets-numberformat='{"1":2,"2":"0.00","3":1}' data-sheets-value='{"1":3,"3":1.7}' style="overflow:hidden;padding:0px 3px 0px 3px;vertical-align:bottom;text-align:center;">1.70</td> <td data-sheets-numberformat='{"1":2,"2":"0","3":1}' data-sheets-value='{"1":3,"3":71}' style="overflow:hidden;padding:0px 3px 0px 3px;vertical-align:bottom;text-align:center;">71</td> <td data-sheets-numberformat='{"1":2,"2":"0","3":1}' data-sheets-value='{"1":3,"3":63}' style="overflow:hidden;padding:0px 3px 0px 3px;vertical-align:bottom;text-align:center;">63</td> <td data-sheets-numberformat='{"1":2,"2":"0","3":1}' data-sheets-value='{"1":3,"3":22}' style="border-right:1px solid #000000;overflow:hidden;padding:0px 3px 0px 3px;vertical-align:bottom;text-align:center;">22</td> </tr> <tr style="height:20px;"> <td style="border-left:1px solid #000000;overflow:hidden;padding:0px 3px 0px 3px;vertical-align:bottom;font-weight:bold;"></td> <td data-sheets-value='{"1":2,"2":"Triple-walled"}' style="overflow:hidden;padding:0px 3px 0px 3px;vertical-align:bottom;font-weight:bold;">Triple-walled</td> <td data-sheets-value='{"1":2,"2":"Opal (A/O/O)"}' style="border-right:1px solid #000000;overflow:hidden;padding:0px 3px 0px 3px;vertical-align:bottom;font-weight:bold;">Opal (A/O/O)</td> <td data-sheets-numberformat='{"1":2,"2":"0.00","3":1}' data-sheets-value='{"1":3,"3":1.7}' style="overflow:hidden;padding:0px 3px 0px 3px;vertical-align:bottom;text-align:center;">1.70</td> <td data-sheets-numberformat='{"1":2,"2":"0","3":1}' data-sheets-value='{"1":3,"3":61}' style="overflow:hidden;padding:0px 3px 0px 3px;vertical-align:bottom;text-align:center;">61</td> <td data-sheets-numberformat='{"1":2,"2":"0","3":1}' data-sheets-value='{"1":3,"3":48}' style="overflow:hidden;padding:0px 3px 0px 3px;vertical-align:bottom;text-align:center;">48</td> <td data-sheets-numberformat='{"1":2,"2":"0","3":1}' data-sheets-value='{"1":3,"3":22}' style="border-right:1px solid #000000;overflow:hidden;padding:0px 3px 0px 3px;vertical-align:bottom;text-align:center;">22</td> </tr> <tr style="height:20px;"> <td style="border-left:1px solid #000000;overflow:hidden;padding:0px 3px 0px 3px;vertical-align:bottom;font-weight:bold;"></td> <td data-sheets-value='{"1":2,"2":"Four-walled"}' style="overflow:hidden;padding:0px 3px 0px 3px;vertical-align:bottom;font-weight:bold;">Four-walled</td> <td data-sheets-value='{"1":2,"2":"Clear (A/H/H/H)"}' style="border-right:1px solid #000000;overflow:hidden;padding:0px 3px 0px 3px;vertical-align:bottom;font-weight:bold;">Clear (A/H/H/H)</td> <td data-sheets-numberformat='{"1":2,"2":"0.00","3":1}' data-sheets-value='{"1":3,"3":1.28}' style="overflow:hidden;padding:0px 3px 0px 3px;vertical-align:bottom;text-align:center;">1.28</td> <td data-sheets-numberformat='{"1":2,"2":"0","3":1}' data-sheets-value='{"1":3,"3":64}' style="overflow:hidden;padding:0px 3px 0px 3px;vertical-align:bottom;text-align:center;">64</td> <td data-sheets-numberformat='{"1":2,"2":"0","3":1}' data-sheets-value='{"1":3,"3":52}' style="overflow:hidden;padding:0px 3px 0px 3px;vertical-align:bottom;text-align:center;">52</td> <td data-sheets-numberformat='{"1":2,"2":"0","3":1}' data-sheets-value='{"1":3,"3":23}' style="border-right:1px solid #000000;overflow:hidden;padding:0px 3px 0px 3px;vertical-align:bottom;text-align:center;">23</td> </tr> <tr style="height:20px;"> <td style="border-bottom:1px solid #000000;border-left:1px solid #000000;overflow:hidden;padding:0px 3px 0px 3px;vertical-align:bottom;"></td> <td data-sheets-value='{"1":2,"2":"Four-walled"}' style="border-bottom:1px solid #000000;overflow:hidden;padding:0px 3px 0px 3px;vertical-align:bottom;font-weight:bold;">Four-walled</td> <td data-sheets-value='{"1":2,"2":"Opal (A/H/O/H)"}' style="border-right:1px solid #000000;border-bottom:1px solid #000000;overflow:hidden;padding:0px 3px 0px 3px;vertical-align:bottom;font-weight:bold;">Opal (A/H/O/H)</td> <td data-sheets-numberformat='{"1":2,"2":"0.00","3":1}' data-sheets-value='{"1":3,"3":1.28}' style="border-bottom:1px solid #000000;overflow:hidden;padding:0px 3px 0px 3px;vertical-align:bottom;text-align:center;">1.28</td> <td data-sheets-numberformat='{"1":2,"2":"0","3":1}' data-sheets-value='{"1":3,"3":59}' style="border-bottom:1px solid #000000;overflow:hidden;padding:0px 3px 0px 3px;vertical-align:bottom;text-align:center;">59</td> <td data-sheets-numberformat='{"1":2,"2":"0","3":1}' data-sheets-value='{"1":3,"3":46}' style="border-bottom:1px solid #000000;overflow:hidden;padding:0px 3px 0px 3px;vertical-align:bottom;text-align:center;">46</td> <td data-sheets-numberformat='{"1":2,"2":"0","3":1}' data-sheets-value='{"1":3,"3":23}' style="border-right:1px solid #000000;border-bottom:1px solid #000000;overflow:hidden;padding:0px 3px 0px 3px;vertical-align:bottom;text-align:center;">23</td> </tr> <tr style="height:20px;"> <td data-sheets-value='{"1":2,"2":"Polycarbonate"}' style="border-left:1px solid #000000;overflow:hidden;padding:0px 3px 0px 3px;vertical-align:bottom;font-weight:bold;">Polycarbonate</td> <td data-sheets-value='{"1":2,"2":"Single-walled"}' style="overflow:hidden;padding:0px 3px 0px 3px;vertical-align:bottom;font-weight:bold;">Single-walled</td> <td data-sheets-value='{"1":2,"2":"Heatstop Opal (T)"}' style="border-right:1px solid #000000;overflow:hidden;padding:0px 3px 0px 3px;vertical-align:bottom;font-weight:bold;">Heatstop Opal (T)</td> <td data-sheets-numberformat='{"1":2,"2":"0.00","3":1}' data-sheets-value='{"1":3,"3":5.17}' style="overflow:hidden;padding:0px 3px 0px 3px;vertical-align:bottom;text-align:center;">5.17</td> <td data-sheets-numberformat='{"1":2,"2":"0","3":1}' data-sheets-value='{"1":3,"3":49}' style="overflow:hidden;padding:0px 3px 0px 3px;vertical-align:bottom;text-align:center;">49</td> <td data-sheets-numberformat='{"1":2,"2":"0","3":1}' data-sheets-value='{"1":3,"3":59}' style="overflow:hidden;padding:0px 3px 0px 3px;vertical-align:bottom;text-align:center;">59</td> <td data-sheets-numberformat='{"1":2,"2":"0","3":1}' data-sheets-value='{"1":2,"2":"-"}' style="border-right:1px solid #000000;overflow:hidden;padding:0px 3px 0px 3px;vertical-align:bottom;text-align:center;">-</td> </tr> <tr style="height:20px;"> <td data-sheets-value='{"1":2,"2":"Heatstop PC"}' style="border-left:1px solid #000000;overflow:hidden;padding:0px 3px 0px 3px;vertical-align:bottom;font-weight:bold;">Heatstop PC</td> <td data-sheets-value='{"1":2,"2":"Double-walled"}' style="overflow:hidden;padding:0px 3px 0px 3px;vertical-align:bottom;font-weight:bold;">Double-walled</td> <td data-sheets-value='{"1":2,"2":"Clear (T/H)"}' style="border-right:1px solid #000000;overflow:hidden;padding:0px 3px 0px 3px;vertical-align:bottom;font-weight:bold;">Clear (T/H)</td> <td data-sheets-numberformat='{"1":2,"2":"0.00","3":1}' data-sheets-value='{"1":3,"3":2.9}' style="overflow:hidden;padding:0px 3px 0px 3px;vertical-align:bottom;text-align:center;">2.90</td> <td data-sheets-numberformat='{"1":2,"2":"0","3":1}' data-sheets-value='{"1":3,"3":44}' style="overflow:hidden;padding:0px 3px 0px 3px;vertical-align:bottom;text-align:center;">44</td> <td data-sheets-numberformat='{"1":2,"2":"0","3":1}' data-sheets-value='{"1":3,"3":51}' style="overflow:hidden;padding:0px 3px 0px 3px;vertical-align:bottom;text-align:center;">51</td> <td data-sheets-numberformat='{"1":2,"2":"0","3":1}' data-sheets-value='{"1":3,"3":20}' style="border-right:1px solid #000000;overflow:hidden;padding:0px 3px 0px 3px;vertical-align:bottom;text-align:center;">20</td> </tr> <tr style="height:20px;"> <td style="border-left:1px solid #000000;overflow:hidden;padding:0px 3px 0px 3px;vertical-align:bottom;font-weight:bold;"></td> <td data-sheets-value='{"1":2,"2":"Double-walled"}' style="overflow:hidden;padding:0px 3px 0px 3px;vertical-align:bottom;font-weight:bold;">Double-walled</td> <td data-sheets-value='{"1":2,"2":"Opal (T/O)"}' style="border-right:1px solid #000000;overflow:hidden;padding:0px 3px 0px 3px;vertical-align:bottom;font-weight:bold;">Opal (T/O)</td> <td data-sheets-numberformat='{"1":2,"2":"0.00","3":1}' data-sheets-value='{"1":3,"3":2.9}' style="overflow:hidden;padding:0px 3px 0px 3px;vertical-align:bottom;text-align:center;">2.90</td> <td data-sheets-numberformat='{"1":2,"2":"0","3":1}' data-sheets-value='{"1":3,"3":41}' style="overflow:hidden;padding:0px 3px 0px 3px;vertical-align:bottom;text-align:center;">41</td> <td data-sheets-numberformat='{"1":2,"2":"0","3":1}' data-sheets-value='{"1":3,"3":45}' style="overflow:hidden;padding:0px 3px 0px 3px;vertical-align:bottom;text-align:center;">45</td> <td data-sheets-numberformat='{"1":2,"2":"0","3":1}' data-sheets-value='{"1":3,"3":20}' style="border-right:1px solid #000000;overflow:hidden;padding:0px 3px 0px 3px;vertical-align:bottom;text-align:center;">20</td> </tr> <tr style="height:20px;"> <td style="border-left:1px solid #000000;overflow:hidden;padding:0px 3px 0px 3px;vertical-align:bottom;font-weight:bold;"></td> <td data-sheets-value='{"1":2,"2":"Triple-walled"}' style="overflow:hidden; | skylux-160-ce-met-koepel-en-metaalopstand-met-lm-motor-en-windvang-1300-x-1900-mm | 8586006692173 | 46872295014733
Smoke and heat exhaust (SHEV) | SHE system | Skylux | Skylux 160° CE with skylight and metal curb with LM-actuator and spoiler 1300 x 2000 mm |  | 31870 | 5412970318705 | 5446.25 | Yes | 30-45 | 116.95 | 1300 x 2000 mm | 2000 | 1300 |  | metal curb M30 (30 cm high) | Rectangular | 5.17 W/m²K - 1.28 W/m²K | 87% - 32% | 90% - 32% | 20dB - 23dB | 160° CE (for industry) | skylight | with spoiler | E | Single actuator | Maximum four-walled skylight possible for this product | Ut-value LT-value g-value Rw-value EN 1873 : 2014 EN ISO 13468 EN 16153 EN 410 EN 410 EN ISO 140-3 Material Walls Shells (W/m²K) (%) (%) (dB) Acrylic Single-walled Clear (H) 5.17 90 87 - PMMA Single-walled Opal (O) 5.17 83 76 - Double-walled Clear (H/H) 2.90 81 75 20 Double-walled Opal (O/O) 2.90 69 58 20 Triple-walled Clear (H/H/H) 1.70 73 65 22 Triple-walled Opal (O/H/O) 1.70 62 51 22 Four-walled Clear (H/H/H/H) 1.28 64 54 23 Four-walled Opal (H/H/O/H) 1.28 59 48 23 Polycarbonate Single-walled Clear (A) 5.17 88 83 - PC Single-walled Opal (D) 5.17 58 60 - Double-walled Clear (A/H) 2.90 79 72 20 Double-walled Clear (A/A) 2.90 77 69 20 Double-walled Opal (A/O) 2.90 73 63 20 Double-walled Opal (A/D) 2.90 51 50 20 Triple-walled Clear (A/H/H) 1.70 71 63 22 Triple-walled Opal (A/O/O) 1.70 61 48 22 Four-walled Clear (A/H/H/H) 1.28 64 52 23 Four-walled Opal (A/H/O/H) 1.28 59 46 23 Polycarbonate Single-walled Heatstop Opal (T) 5.17 49 59 - Heatstop PC Double-walled Clear (T/H) 2.90 44 51 20 Double-walled Opal (T/O) 2.90 41 45 20 Triple-walled Clear (T/H/H) 1.70 40 <td data-sheets-numberformat='{"1":2,"2":"0","3":1}' data-sheets-value='{"1":3,"3":44}' style="overflow:hidden;paddin | https://skylux.eu/en/products/skylux-160-ce-met-koepel-en-metaalopstand-met-lm-motor-en-windvang-1300-x-2000-mm | https://skylux.eu/cdn/shop/files/Skylux-160deg-CE-met-koepel-en-metaalopstand-met-LM-motor-en-windvang-1300-x-2000-mm-RWA-systeem.jpg?v=1702977621&width=1600 | https://skylux.eu/cdn/shop/files/e5a82811-1bb0-48e4-a776-cacb59c7c092_b3e744fc-baa5-4087-a843-68e5ceee0a08.jpg?v=1688550422&width=1600 | //skylux.eu/cdn/shop/files/E_MH_Mounting_instructions_Skylux_160_CE_LM.pdf?v=12406716259046007223 | //skylux.eu/cdn/shop/files/E_TD_Technical_File_Skylux_Skylux_160_CE_Electric.pdf?v=3667116872303399239 | <style type="text/css" id="isPasted"> <!--td { border: 1px solid #cccccc; } br { mso-data-placement: same-cell; } --> </style> <table border="1" cellpadding="0" cellspacing="0" dir="ltr" style="table-layout:fixed;font-size:10pt;font-family:Arial;border-collapse:collapse;border:none;"><tbody> <tr style="height:20px;"> <td style="overflow:hidden;padding:0px 3px 0px 3px;vertical-align:bottom;"></td> <td style="overflow:hidden;padding:0px 3px 0px 3px;vertical-align:bottom;"></td> <td style="overflow:hidden;padding:0px 3px 0px 3px;vertical-align:bottom;"></td> <td data-sheets-value='{"1":2,"2":"Ut-value"}' style="overflow:hidden;padding:0px 3px 0px 3px;vertical-align:bottom;font-weight:bold;text-align:center;">Ut-value</td> <td data-sheets-value='{"1":2,"2":"LT-value"}' style="overflow:hidden;padding:0px 3px 0px 3px;vertical-align:bottom;font-weight:bold;text-align:center;">LT-value</td> <td data-sheets-value='{"1":2,"2":"g-value"}' style="overflow:hidden;padding:0px 3px 0px 3px;vertical-align:bottom;font-weight:bold;text-align:center;">g-value</td> <td data-sheets-value='{"1":2,"2":"Rw-value "}' style="overflow:hidden;padding:0px 3px 0px 3px;vertical-align:bottom;font-weight:bold;text-align:center;">Rw-value </td> </tr> <tr style="height:20px;"> <td style="overflow:hidden;padding:0px 3px 0px 3px;vertical-align:bottom;"></td> <td style="overflow:hidden;padding:0px 3px 0px 3px;vertical-align:bottom;"></td> <td style="overflow:hidden;padding:0px 3px 0px 3px;vertical-align:bottom;"></td> <td data-sheets-numberformat='{"1":2,"2":"0.00","3":1}' data-sheets-value='{"1":2,"2":"EN 1873 : 2014"}' style="overflow:hidden;padding:0px 3px 0px 3px;vertical-align:bottom;text-align:center;">EN 1873 : 2014</td> <td data-sheets-numberformat='{"1":2,"2":"0","3":1}' data-sheets-value='{"1":2,"2":"EN ISO 13468 EN 16153 EN 410"}' style="overflow:hidden;padding:0px 3px 0px 3px;vertical-align:bottom;text-align:center;">EN ISO 13468 EN 16153 EN 410</td> <td data-sheets-numberformat='{"1":2,"2":"0","3":1}' data-sheets-value='{"1":2,"2":"EN 410"}' style="overflow:hidden;padding:0px 3px 0px 3px;vertical-align:bottom;text-align:center;">EN 410</td> <td data-sheets-value='{"1":2,"2":"EN ISO 140-3\t\t"}' style="overflow:hidden;padding:0px 3px 0px 3px;vertical-align:bottom;text-align:center;">EN ISO 140-3 </td> </tr> <tr style="height:20px;"> <td data-sheets-value='{"1":2,"2":"Material"}' style="border-bottom:1px solid #000000;overflow:hidden;padding:0px 3px 0px 3px;vertical-align:bottom;background-color:#000000;font-weight:bold;color:#ffffff;">Material</td> <td data-sheets-value='{"1":2,"2":"Walls"}' style="border-bottom:1px solid #000000;overflow:hidden;padding:0px 3px 0px 3px;vertical-align:bottom;background-color:#000000;font-weight:bold;color:#ffffff;">Walls</td> <td data-sheets-value='{"1":2,"2":"Shells"}' style="border-bottom:1px solid #000000;overflow:hidden;padding:0px 3px 0px 3px;vertical-align:bottom;background-color:#000000;font-weight:bold;color:#ffffff;">Shells</td> <td data-sheets-numberformat='{"1":2,"2":"0.00","3":1}' data-sheets-value='{"1":2,"2":"(W/m²K)\t"}' style="border-bottom:1px solid #000000;overflow:hidden;padding:0px 3px 0px 3px;vertical-align:bottom;background-color:#000000;font-weight:bold;color:#ffffff;text-align:center;">(W/m²K) </td> <td data-sheets-numberformat='{"1":2,"2":"0","3":1}' data-sheets-value='{"1":2,"2":"(%)"}' style="border-bottom:1px solid #000000;overflow:hidden;padding:0px 3px 0px 3px;vertical-align:bottom;background-color:#000000;font-weight:bold;color:#ffffff;text-align:center;">(%)</td> <td data-sheets-numberformat='{"1":2,"2":"0","3":1}' data-sheets-value='{"1":2,"2":"(%)"}' style="border-bottom:1px solid #000000;overflow:hidden;padding:0px 3px 0px 3px;vertical-align:bottom;background-color:#000000;font-weight:bold;color:#ffffff;text-align:center;">(%)</td> <td data-sheets-value='{"1":2,"2":"(dB)"}' style="border-bottom:1px solid #000000;overflow:hidden;padding:0px 3px 0px 3px;vertical-align:bottom;background-color:#000000;font-weight:bold;color:#ffffff;text-align:center;">(dB)</td> </tr> <tr style="height:20px;"> <td data-sheets-value='{"1":2,"2":"Acrylic"}' style="border-left:1px solid #000000;overflow:hidden;padding:0px 3px 0px 3px;vertical-align:bottom;font-weight:bold;">Acrylic</td> <td data-sheets-value='{"1":2,"2":"Single-walled"}' style="overflow:hidden;padding:0px 3px 0px 3px;vertical-align:bottom;font-weight:bold;">Single-walled</td> <td data-sheets-value='{"1":2,"2":"Clear (H)"}' style="border-right:1px solid #000000;overflow:hidden;padding:0px 3px 0px 3px;vertical-align:bottom;font-weight:bold;">Clear (H)</td> <td data-sheets-numberformat='{"1":2,"2":"0.00","3":1}' data-sheets-value='{"1":3,"3":5.17}' style="overflow:hidden;padding:0px 3px 0px 3px;vertical-align:bottom;text-align:center;">5.17</td> <td data-sheets-numberformat='{"1":2,"2":"0","3":1}' data-sheets-value='{"1":3,"3":90}' style="overflow:hidden;padding:0px 3px 0px 3px;vertical-align:bottom;text-align:center;">90</td> <td data-sheets-numberformat='{"1":2,"2":"0","3":1}' data-sheets-value='{"1":3,"3":87}' style="overflow:hidden;padding:0px 3px 0px 3px;vertical-align:bottom;text-align:center;">87</td> <td data-sheets-numberformat='{"1":2,"2":"0","3":1}' data-sheets-value='{"1":2,"2":"-"}' style="border-right:1px solid #000000;overflow:hidden;padding:0px 3px 0px 3px;vertical-align:bottom;text-align:center;">-</td> </tr> <tr style="height:20px;"> <td data-sheets-value='{"1":2,"2":"PMMA"}' style="border-left:1px solid #000000;overflow:hidden;padding:0px 3px 0px 3px;vertical-align:bottom;font-weight:bold;">PMMA</td> <td data-sheets-value='{"1":2,"2":"Single-walled"}' style="overflow:hidden;padding:0px 3px 0px 3px;vertical-align:bottom;font-weight:bold;">Single-walled</td> <td data-sheets-value='{"1":2,"2":"Opal (O)"}' style="border-right:1px solid #000000;overflow:hidden;padding:0px 3px 0px 3px;vertical-align:bottom;font-weight:bold;">Opal (O)</td> <td data-sheets-numberformat='{"1":2,"2":"0.00","3":1}' data-sheets-value='{"1":3,"3":5.17}' style="overflow:hidden;padding:0px 3px 0px 3px;vertical-align:bottom;text-align:center;">5.17</td> <td data-sheets-numberformat='{"1":2,"2":"0","3":1}' data-sheets-value='{"1":3,"3":83}' style="overflow:hidden;padding:0px 3px 0px 3px;vertical-align:bottom;text-align:center;">83</td> <td data-sheets-numberformat='{"1":2,"2":"0","3":1}' data-sheets-value='{"1":3,"3":76}' style="overflow:hidden;padding:0px 3px 0px 3px;vertical-align:bottom;text-align:center;">76</td> <td data-sheets-numberformat='{"1":2,"2":"0","3":1}' data-sheets-value='{"1":2,"2":"-"}' style="border-right:1px solid #000000;overflow:hidden;padding:0px 3px 0px 3px;vertical-align:bottom;text-align:center;">-</td> </tr> <tr style="height:20px;"> <td style="border-left:1px solid #000000;overflow:hidden;padding:0px 3px 0px 3px;vertical-align:bottom;font-weight:bold;"></td> <td data-sheets-value='{"1":2,"2":"Double-walled"}' style="overflow:hidden;padding:0px 3px 0px 3px;vertical-align:bottom;font-weight:bold;">Double-walled</td> <td data-sheets-value='{"1":2,"2":"Clear (H/H)"}' style="border-right:1px solid #000000;overflow:hidden;padding:0px 3px 0px 3px;vertical-align:bottom;font-weight:bold;">Clear (H/H)</td> <td data-sheets-numberformat='{"1":2,"2":"0.00","3":1}' data-sheets-value='{"1":3,"3":2.9}' style="overflow:hidden;padding:0px 3px 0px 3px;vertical-align:bottom;text-align:center;">2.90</td> <td data-sheets-numberformat='{"1":2,"2":"0","3":1}' data-sheets-value='{"1":3,"3":81}' style="overflow:hidden;padding:0px 3px 0px 3px;vertical-align:bottom;text-align:center;">81</td> <td data-sheets-numberformat='{"1":2,"2":"0","3":1}' data-sheets-value='{"1":3,"3":75}' style="overflow:hidden;padding:0px 3px 0px 3px;vertical-align:bottom;text-align:center;">75</td> <td data-sheets-numberformat='{"1":2,"2":"0","3":1}' data-sheets-value='{"1":3,"3":20}' style="border-right:1px solid #000000;overflow:hidden;padding:0px 3px 0px 3px;vertical-align:bottom;text-align:center;">20</td> </tr> <tr style="height:20px;"> <td style="border-left:1px solid #000000;overflow:hidden;padding:0px 3px 0px 3px;vertical-align:bottom;font-weight:bold;"></td> <td data-sheets-value='{"1":2,"2":"Double-walled"}' style="overflow:hidden;padding:0px 3px 0px 3px;vertical-align:bottom;font-weight:bold;">Double-walled</td> <td data-sheets-value='{"1":2,"2":"Opal (O/O)"}' style="border-right:1px solid #000000;overflow:hidden;padding:0px 3px 0px 3px;vertical-align:bottom;font-weight:bold;">Opal (O/O)</td> <td data-sheets-numberformat='{"1":2,"2":"0.00","3":1}' data-sheets-value='{"1":3,"3":2.9}' style="overflow:hidden;padding:0px 3px 0px 3px;vertical-align:bottom;text-align:center;">2.90</td> <td data-sheets-numberformat='{"1":2,"2":"0","3":1}' data-sheets-value='{"1":3,"3":69}' style="overflow:hidden;padding:0px 3px 0px 3px;vertical-align:bottom;text-align:center;">69</td> <td data-sheets-numberformat='{"1":2,"2":"0","3":1}' data-sheets-value='{"1":3,"3":58}' style="overflow:hidden;padding:0px 3px 0px 3px;vertical-align:bottom;text-align:center;">58</td> <td data-sheets-numberformat='{"1":2,"2":"0","3":1}' data-sheets-value='{"1":3,"3":20}' style="border-right:1px solid #000000;overflow:hidden;padding:0px 3px 0px 3px;vertical-align:bottom;text-align:center;">20</td> </tr> <tr style="height:20px;"> <td style="border-left:1px solid #000000;overflow:hidden;padding:0px 3px 0px 3px;vertical-align:bottom;font-weight:bold;"></td> <td data-sheets-value='{"1":2,"2":"Triple-walled"}' style="overflow:hidden;padding:0px 3px 0px 3px;vertical-align:bottom;font-weight:bold;">Triple-walled</td> <td data-sheets-value='{"1":2,"2":"Clear (H/H/H)"}' style="border-right:1px solid #000000;overflow:hidden;padding:0px 3px 0px 3px;vertical-align:bottom;font-weight:bold;">Clear (H/H/H)</td> <td data-sheets-numberformat='{"1":2,"2":"0.00","3":1}' data-sheets-value='{"1":3,"3":1.7}' style="overflow:hidden;padding:0px 3px 0px 3px;vertical-align:bottom;text-align:center;">1.70</td> <td data-sheets-numberformat='{"1":2,"2":"0","3":1}' data-sheets-value='{"1":3,"3":73}' style="overflow:hidden;padding:0px 3px 0px 3px;vertical-align:bottom;text-align:center;">73</td> <td data-sheets-numberformat='{"1":2,"2":"0","3":1}' data-sheets-value='{"1":3,"3":65}' style="overflow:hidden;padding:0px 3px 0px 3px;vertical-align:bottom;text-align:center;">65</td> <td data-sheets-numberformat='{"1":2,"2":"0","3":1}' data-sheets-value='{"1":3,"3":22}' style="border-right:1px solid #000000;overflow:hidden;padding:0px 3px 0px 3px;vertical-align:bottom;text-align:center;">22</td> </tr> <tr style="height:20px;"> <td style="border-left:1px solid #000000;overflow:hidden;padding:0px 3px 0px 3px;vertical-align:bottom;font-weight:bold;"></td> <td data-sheets-value='{"1":2,"2":"Triple-walled"}' style="overflow:hidden;padding:0px 3px 0px 3px;vertical-align:bottom;font-weight:bold;">Triple-walled</td> <td data-sheets-value='{"1":2,"2":"Opal (O/H/O)"}' style="border-right:1px solid #000000;overflow:hidden;padding:0px 3px 0px 3px;vertical-align:bottom;font-weight:bold;">Opal (O/H/O)</td> <td data-sheets-numberformat='{"1":2,"2":"0.00","3":1}' data-sheets-value='{"1":3,"3":1.7}' style="overflow:hidden;padding:0px 3px 0px 3px;vertical-align:bottom;text-align:center;">1.70</td> <td data-sheets-numberformat='{"1":2,"2":"0","3":1}' data-sheets-value='{"1":3,"3":62}' style="overflow:hidden;padding:0px 3px 0px 3px;vertical-align:bottom;text-align:center;">62</td> <td data-sheets-numberformat='{"1":2,"2":"0","3":1}' data-sheets-value='{"1":3,"3":51}' style="overflow:hidden;padding:0px 3px 0px 3px;vertical-align:bottom;text-align:center;">51</td> <td data-sheets-numberformat='{"1":2,"2":"0","3":1}' data-sheets-value='{"1":3,"3":22}' style="border-right:1px solid #000000;overflow:hidden;padding:0px 3px 0px 3px;vertical-align:bottom;text-align:center;">22</td> </tr> <tr style="height:20px;"> <td style="border-left:1px solid #000000;overflow:hidden;padding:0px 3px 0px 3px;vertical-align:bottom;font-weight:bold;"></td> <td data-sheets-value='{"1":2,"2":"Four-walled"}' style="overflow:hidden;padding:0px 3px 0px 3px;vertical-align:bottom;font-weight:bold;">Four-walled</td> <td data-sheets-value='{"1":2,"2":"Clear (H/H/H/H)"}' style="border-right:1px solid #000000;overflow:hidden;padding:0px 3px 0px 3px;vertical-align:bottom;font-weight:bold;">Clear (H/H/H/H)</td> <td data-sheets-numberformat='{"1":2,"2":"0.00","3":1}' data-sheets-value='{"1":3,"3":1.28}' style="overflow:hidden;padding:0px 3px 0px 3px;vertical-align:bottom;text-align:center;">1.28</td> <td data-sheets-numberformat='{"1":2,"2":"0","3":1}' data-sheets-value='{"1":3,"3":64}' style="overflow:hidden;padding:0px 3px 0px 3px;vertical-align:bottom;text-align:center;">64</td> <td data-sheets-numberformat='{"1":2,"2":"0","3":1}' data-sheets-value='{"1":3,"3":54}' style="overflow:hidden;padding:0px 3px 0px 3px;vertical-align:bottom;text-align:center;">54</td> <td data-sheets-numberformat='{"1":2,"2":"0","3":1}' data-sheets-value='{"1":3,"3":23}' style="border-right:1px solid #000000;overflow:hidden;padding:0px 3px 0px 3px;vertical-align:bottom;text-align:center;">23</td> </tr> <tr style="height:20px;"> <td style="border-bottom:1px solid #000000;border-left:1px solid #000000;overflow:hidden;padding:0px 3px 0px 3px;vertical-align:bottom;"></td> <td data-sheets-value='{"1":2,"2":"Four-walled"}' style="border-bottom:1px solid #000000;overflow:hidden;padding:0px 3px 0px 3px;vertical-align:bottom;font-weight:bold;">Four-walled</td> <td data-sheets-value='{"1":2,"2":"Opal (H/H/O/H)"}' style="border-right:1px solid #000000;border-bottom:1px solid #000000;overflow:hidden;padding:0px 3px 0px 3px;vertical-align:bottom;font-weight:bold;">Opal (H/H/O/H)</td> <td data-sheets-numberformat='{"1":2,"2":"0.00","3":1}' data-sheets-value='{"1":3,"3":1.28}' style="border-bottom:1px solid #000000;overflow:hidden;padding:0px 3px 0px 3px;vertical-align:bottom;text-align:center;">1.28</td> <td data-sheets-numberformat='{"1":2,"2":"0","3":1}' data-sheets-value='{"1":3,"3":59}' style="border-bottom:1px solid #000000;overflow:hidden;padding:0px 3px 0px 3px;vertical-align:bottom;text-align:center;">59</td> <td data-sheets-numberformat='{"1":2,"2":"0","3":1}' data-sheets-value='{"1":3,"3":48}' style="border-bottom:1px solid #000000;overflow:hidden;padding:0px 3px 0px 3px;vertical-align:bottom;text-align:center;">48</td> <td data-sheets-numberformat='{"1":2,"2":"0","3":1}' data-sheets-value='{"1":3,"3":23}' style="border-right:1px solid #000000;border-bottom:1px solid #000000;overflow:hidden;padding:0px 3px 0px 3px;vertical-align:bottom;text-align:center;">23</td> </tr> <tr style="height:20px;"> <td data-sheets-value='{"1":2,"2":"Polycarbonate "}' style="border-left:1px solid #000000;overflow:hidden;padding:0px 3px 0px 3px;vertical-align:bottom;font-weight:bold;">Polycarbonate </td> <td data-sheets-value='{"1":2,"2":"Single-walled"}' style="overflow:hidden;padding:0px 3px 0px 3px;vertical-align:bottom;font-weight:bold;">Single-walled</td> <td data-sheets-value='{"1":2,"2":"Clear (A)"}' style="border-right:1px solid #000000;overflow:hidden;padding:0px 3px 0px 3px;vertical-align:bottom;font-weight:bold;">Clear (A)</td> <td data-sheets-numberformat='{"1":2,"2":"0.00","3":1}' data-sheets-value='{"1":3,"3":5.17}' style="overflow:hidden;padding:0px 3px 0px 3px;vertical-align:bottom;text-align:center;">5.17</td> <td data-sheets-numberformat='{"1":2,"2":"0","3":1}' data-sheets-value='{"1":3,"3":88}' style="overflow:hidden;padding:0px 3px 0px 3px;vertical-align:bottom;text-align:center;">88</td> <td data-sheets-numberformat='{"1":2,"2":"0","3":1}' data-sheets-value='{"1":3,"3":83}' style="overflow:hidden;padding:0px 3px 0px 3px;vertical-align:bottom;text-align:center;">83</td> <td data-sheets-numberformat='{"1":2,"2":"0","3":1}' data-sheets-value='{"1":2,"2":"-"}' style="border-right:1px solid #000000;overflow:hidden;padding:0px 3px 0px 3px;vertical-align:bottom;text-align:center;">-</td> </tr> <tr style="height:20px;"> <td data-sheets-value='{"1":2,"2":"PC"}' style="border-left:1px solid #000000;overflow:hidden;padding:0px 3px 0px 3px;vertical-align:bottom;font-weight:bold;">PC</td> <td data-sheets-value='{"1":2,"2":"Single-walled"}' style="overflow:hidden;padding:0px 3px 0px 3px;vertical-align:bottom;font-weight:bold;">Single-walled</td> <td data-sheets-value='{"1":2,"2":"Opal (D)"}' style="border-right:1px solid #000000;overflow:hidden;padding:0px 3px 0px 3px;vertical-align:bottom;font-weight:bold;">Opal (D)</td> <td data-sheets-numberformat='{"1":2,"2":"0.00","3":1}' data-sheets-value='{"1":3,"3":5.17}' style="overflow:hidden;padding:0px 3px 0px 3px;vertical-align:bottom;text-align:center;">5.17</td> <td data-sheets-numberformat='{"1":2,"2":"0","3":1}' data-sheets-value='{"1":3,"3":58}' style="overflow:hidden;padding:0px 3px 0px 3px;vertical-align:bottom;text-align:center;">58</td> <td data-sheets-numberformat='{"1":2,"2":"0","3":1}' data-sheets-value='{"1":3,"3":60}' style="overflow:hidden;padding:0px 3px 0px 3px;vertical-align:bottom;text-align:center;">60</td> <td data-sheets-numberformat='{"1":2,"2":"0","3":1}' data-sheets-value='{"1":2,"2":"-"}' style="border-right:1px solid #000000;overflow:hidden;padding:0px 3px 0px 3px;vertical-align:bottom;text-align:center;">-</td> </tr> <tr style="height:20px;"> <td style="border-left:1px solid #000000;overflow:hidden;padding:0px 3px 0px 3px;vertical-align:bottom;font-weight:bold;"></td> <td data-sheets-value='{"1":2,"2":"Double-walled"}' style="overflow:hidden;padding:0px 3px 0px 3px;vertical-align:bottom;font-weight:bold;">Double-walled</td> <td data-sheets-value='{"1":2,"2":"Clear (A/H)"}' style="border-right:1px solid #000000;overflow:hidden;padding:0px 3px 0px 3px;vertical-align:bottom;font-weight:bold;">Clear (A/H)</td> <td data-sheets-numberformat='{"1":2,"2":"0.00","3":1}' data-sheets-value='{"1":3,"3":2.9}' style="overflow:hidden;padding:0px 3px 0px 3px;vertical-align:bottom;text-align:center;">2.90</td> <td data-sheets-numberformat='{"1":2,"2":"0","3":1}' data-sheets-value='{"1":3,"3":79}' style="overflow:hidden;padding:0px 3px 0px 3px;vertical-align:bottom;text-align:center;">79</td> <td data-sheets-numberformat='{"1":2,"2":"0","3":1}' data-sheets-value='{"1":3,"3":72}' style="overflow:hidden;padding:0px 3px 0px 3px;vertical-align:bottom;text-align:center;">72</td> <td data-sheets-numberformat='{"1":2,"2":"0","3":1}' data-sheets-value='{"1":3,"3":20}' style="border-right:1px solid #000000;overflow:hidden;padding:0px 3px 0px 3px;vertical-align:bottom;text-align:center;">20</td> </tr> <tr style="height:20px;"> <td style="border-left:1px solid #000000;overflow:hidden;padding:0px 3px 0px 3px;vertical-align:bottom;font-weight:bold;"></td> <td data-sheets-value='{"1":2,"2":"Double-walled"}' style="overflow:hidden;padding:0px 3px 0px 3px;vertical-align:bottom;font-weight:bold;">Double-walled</td> <td data-sheets-value='{"1":2,"2":"Clear (A/A)"}' style="border-right:1px solid #000000;overflow:hidden;padding:0px 3px 0px 3px;vertical-align:bottom;font-weight:bold;">Clear (A/A)</td> <td data-sheets-numberformat='{"1":2,"2":"0.00","3":1}' data-sheets-value='{"1":3,"3":2.9}' style="overflow:hidden;padding:0px 3px 0px 3px;vertical-align:bottom;text-align:center;">2.90</td> <td data-sheets-numberformat='{"1":2,"2":"0","3":1}' data-sheets-value='{"1":3,"3":77}' style="overflow:hidden;padding:0px 3px 0px 3px;vertical-align:bottom;text-align:center;">77</td> <td data-sheets-numberformat='{"1":2,"2":"0","3":1}' data-sheets-value='{"1":3,"3":69}' style="overflow:hidden;padding:0px 3px 0px 3px;vertical-align:bottom;text-align:center;">69</td> <td data-sheets-numberformat='{"1":2,"2":"0","3":1}' data-sheets-value='{"1":3,"3":20}' style="border-right:1px solid #000000;overflow:hidden;padding:0px 3px 0px 3px;vertical-align:bottom;text-align:center;">20</td> </tr> <tr style="height:20px;"> <td style="border-left:1px solid #000000;overflow:hidden;padding:0px 3px 0px 3px;vertical-align:bottom;font-weight:bold;"></td> <td data-sheets-value='{"1":2,"2":"Double-walled"}' style="overflow:hidden;padding:0px 3px 0px 3px;vertical-align:bottom;font-weight:bold;">Double-walled</td> <td data-sheets-value='{"1":2,"2":"Opal (A/O)"}' style="border-right:1px solid #000000;overflow:hidden;padding:0px 3px 0px 3px;vertical-align:bottom;font-weight:bold;">Opal (A/O)</td> <td data-sheets-numberformat='{"1":2,"2":"0.00","3":1}' data-sheets-value='{"1":3,"3":2.9}' style="overflow:hidden;padding:0px 3px 0px 3px;vertical-align:bottom;text-align:center;">2.90</td> <td data-sheets-numberformat='{"1":2,"2":"0","3":1}' data-sheets-value='{"1":3,"3":73}' style="overflow:hidden;padding:0px 3px 0px 3px;vertical-align:bottom;text-align:center;">73</td> <td data-sheets-numberformat='{"1":2,"2":"0","3":1}' data-sheets-value='{"1":3,"3":63}' style="overflow:hidden;padding:0px 3px 0px 3px;vertical-align:bottom;text-align:center;">63</td> <td data-sheets-numberformat='{"1":2,"2":"0","3":1}' data-sheets-value='{"1":3,"3":20}' style="border-right:1px solid #000000;overflow:hidden;padding:0px 3px 0px 3px;vertical-align:bottom;text-align:center;">20</td> </tr> <tr style="height:20px;"> <td style="border-left:1px solid #000000;overflow:hidden;padding:0px 3px 0px 3px;vertical-align:bottom;font-weight:bold;"></td> <td data-sheets-value='{"1":2,"2":"Double-walled"}' style="overflow:hidden;padding:0px 3px 0px 3px;vertical-align:bottom;font-weight:bold;">Double-walled</td> <td data-sheets-value='{"1":2,"2":"Opal (A/D)"}' style="border-right:1px solid #000000;overflow:hidden;padding:0px 3px 0px 3px;vertical-align:bottom;font-weight:bold;">Opal (A/D)</td> <td data-sheets-numberformat='{"1":2,"2":"0.00","3":1}' data-sheets-value='{"1":3,"3":2.9}' style="overflow:hidden;padding:0px 3px 0px 3px;vertical-align:bottom;text-align:center;">2.90</td> <td data-sheets-numberformat='{"1":2,"2":"0","3":1}' data-sheets-value='{"1":3,"3":51}' style="overflow:hidden;padding:0px 3px 0px 3px;vertical-align:bottom;text-align:center;">51</td> <td data-sheets-numberformat='{"1":2,"2":"0","3":1}' data-sheets-value='{"1":3,"3":50}' style="overflow:hidden;padding:0px 3px 0px 3px;vertical-align:bottom;text-align:center;">50</td> <td data-sheets-numberformat='{"1":2,"2":"0","3":1}' data-sheets-value='{"1":3,"3":20}' style="border-right:1px solid #000000;overflow:hidden;padding:0px 3px 0px 3px;vertical-align:bottom;text-align:center;">20</td> </tr> <tr style="height:20px;"> <td style="border-left:1px solid #000000;overflow:hidden;padding:0px 3px 0px 3px;vertical-align:bottom;font-weight:bold;"></td> <td data-sheets-value='{"1":2,"2":"Triple-walled"}' style="overflow:hidden;padding:0px 3px 0px 3px;vertical-align:bottom;font-weight:bold;">Triple-walled</td> <td data-sheets-value='{"1":2,"2":"Clear (A/H/H)"}' style="border-right:1px solid #000000;overflow:hidden;padding:0px 3px 0px 3px;vertical-align:bottom;font-weight:bold;">Clear (A/H/H)</td> <td data-sheets-numberformat='{"1":2,"2":"0.00","3":1}' data-sheets-value='{"1":3,"3":1.7}' style="overflow:hidden;padding:0px 3px 0px 3px;vertical-align:bottom;text-align:center;">1.70</td> <td data-sheets-numberformat='{"1":2,"2":"0","3":1}' data-sheets-value='{"1":3,"3":71}' style="overflow:hidden;padding:0px 3px 0px 3px;vertical-align:bottom;text-align:center;">71</td> <td data-sheets-numberformat='{"1":2,"2":"0","3":1}' data-sheets-value='{"1":3,"3":63}' style="overflow:hidden;padding:0px 3px 0px 3px;vertical-align:bottom;text-align:center;">63</td> <td data-sheets-numberformat='{"1":2,"2":"0","3":1}' data-sheets-value='{"1":3,"3":22}' style="border-right:1px solid #000000;overflow:hidden;padding:0px 3px 0px 3px;vertical-align:bottom;text-align:center;">22</td> </tr> <tr style="height:20px;"> <td style="border-left:1px solid #000000;overflow:hidden;padding:0px 3px 0px 3px;vertical-align:bottom;font-weight:bold;"></td> <td data-sheets-value='{"1":2,"2":"Triple-walled"}' style="overflow:hidden;padding:0px 3px 0px 3px;vertical-align:bottom;font-weight:bold;">Triple-walled</td> <td data-sheets-value='{"1":2,"2":"Opal (A/O/O)"}' style="border-right:1px solid #000000;overflow:hidden;padding:0px 3px 0px 3px;vertical-align:bottom;font-weight:bold;">Opal (A/O/O)</td> <td data-sheets-numberformat='{"1":2,"2":"0.00","3":1}' data-sheets-value='{"1":3,"3":1.7}' style="overflow:hidden;padding:0px 3px 0px 3px;vertical-align:bottom;text-align:center;">1.70</td> <td data-sheets-numberformat='{"1":2,"2":"0","3":1}' data-sheets-value='{"1":3,"3":61}' style="overflow:hidden;padding:0px 3px 0px 3px;vertical-align:bottom;text-align:center;">61</td> <td data-sheets-numberformat='{"1":2,"2":"0","3":1}' data-sheets-value='{"1":3,"3":48}' style="overflow:hidden;padding:0px 3px 0px 3px;vertical-align:bottom;text-align:center;">48</td> <td data-sheets-numberformat='{"1":2,"2":"0","3":1}' data-sheets-value='{"1":3,"3":22}' style="border-right:1px solid #000000;overflow:hidden;padding:0px 3px 0px 3px;vertical-align:bottom;text-align:center;">22</td> </tr> <tr style="height:20px;"> <td style="border-left:1px solid #000000;overflow:hidden;padding:0px 3px 0px 3px;vertical-align:bottom;font-weight:bold;"></td> <td data-sheets-value='{"1":2,"2":"Four-walled"}' style="overflow:hidden;padding:0px 3px 0px 3px;vertical-align:bottom;font-weight:bold;">Four-walled</td> <td data-sheets-value='{"1":2,"2":"Clear (A/H/H/H)"}' style="border-right:1px solid #000000;overflow:hidden;padding:0px 3px 0px 3px;vertical-align:bottom;font-weight:bold;">Clear (A/H/H/H)</td> <td data-sheets-numberformat='{"1":2,"2":"0.00","3":1}' data-sheets-value='{"1":3,"3":1.28}' style="overflow:hidden;padding:0px 3px 0px 3px;vertical-align:bottom;text-align:center;">1.28</td> <td data-sheets-numberformat='{"1":2,"2":"0","3":1}' data-sheets-value='{"1":3,"3":64}' style="overflow:hidden;padding:0px 3px 0px 3px;vertical-align:bottom;text-align:center;">64</td> <td data-sheets-numberformat='{"1":2,"2":"0","3":1}' data-sheets-value='{"1":3,"3":52}' style="overflow:hidden;padding:0px 3px 0px 3px;vertical-align:bottom;text-align:center;">52</td> <td data-sheets-numberformat='{"1":2,"2":"0","3":1}' data-sheets-value='{"1":3,"3":23}' style="border-right:1px solid #000000;overflow:hidden;padding:0px 3px 0px 3px;vertical-align:bottom;text-align:center;">23</td> </tr> <tr style="height:20px;"> <td style="border-bottom:1px solid #000000;border-left:1px solid #000000;overflow:hidden;padding:0px 3px 0px 3px;vertical-align:bottom;"></td> <td data-sheets-value='{"1":2,"2":"Four-walled"}' style="border-bottom:1px solid #000000;overflow:hidden;padding:0px 3px 0px 3px;vertical-align:bottom;font-weight:bold;">Four-walled</td> <td data-sheets-value='{"1":2,"2":"Opal (A/H/O/H)"}' style="border-right:1px solid #000000;border-bottom:1px solid #000000;overflow:hidden;padding:0px 3px 0px 3px;vertical-align:bottom;font-weight:bold;">Opal (A/H/O/H)</td> <td data-sheets-numberformat='{"1":2,"2":"0.00","3":1}' data-sheets-value='{"1":3,"3":1.28}' style="border-bottom:1px solid #000000;overflow:hidden;padding:0px 3px 0px 3px;vertical-align:bottom;text-align:center;">1.28</td> <td data-sheets-numberformat='{"1":2,"2":"0","3":1}' data-sheets-value='{"1":3,"3":59}' style="border-bottom:1px solid #000000;overflow:hidden;padding:0px 3px 0px 3px;vertical-align:bottom;text-align:center;">59</td> <td data-sheets-numberformat='{"1":2,"2":"0","3":1}' data-sheets-value='{"1":3,"3":46}' style="border-bottom:1px solid #000000;overflow:hidden;padding:0px 3px 0px 3px;vertical-align:bottom;text-align:center;">46</td> <td data-sheets-numberformat='{"1":2,"2":"0","3":1}' data-sheets-value='{"1":3,"3":23}' style="border-right:1px solid #000000;border-bottom:1px solid #000000;overflow:hidden;padding:0px 3px 0px 3px;vertical-align:bottom;text-align:center;">23</td> </tr> <tr style="height:20px;"> <td data-sheets-value='{"1":2,"2":"Polycarbonate"}' style="border-left:1px solid #000000;overflow:hidden;padding:0px 3px 0px 3px;vertical-align:bottom;font-weight:bold;">Polycarbonate</td> <td data-sheets-value='{"1":2,"2":"Single-walled"}' style="overflow:hidden;padding:0px 3px 0px 3px;vertical-align:bottom;font-weight:bold;">Single-walled</td> <td data-sheets-value='{"1":2,"2":"Heatstop Opal (T)"}' style="border-right:1px solid #000000;overflow:hidden;padding:0px 3px 0px 3px;vertical-align:bottom;font-weight:bold;">Heatstop Opal (T)</td> <td data-sheets-numberformat='{"1":2,"2":"0.00","3":1}' data-sheets-value='{"1":3,"3":5.17}' style="overflow:hidden;padding:0px 3px 0px 3px;vertical-align:bottom;text-align:center;">5.17</td> <td data-sheets-numberformat='{"1":2,"2":"0","3":1}' data-sheets-value='{"1":3,"3":49}' style="overflow:hidden;padding:0px 3px 0px 3px;vertical-align:bottom;text-align:center;">49</td> <td data-sheets-numberformat='{"1":2,"2":"0","3":1}' data-sheets-value='{"1":3,"3":59}' style="overflow:hidden;padding:0px 3px 0px 3px;vertical-align:bottom;text-align:center;">59</td> <td data-sheets-numberformat='{"1":2,"2":"0","3":1}' data-sheets-value='{"1":2,"2":"-"}' style="border-right:1px solid #000000;overflow:hidden;padding:0px 3px 0px 3px;vertical-align:bottom;text-align:center;">-</td> </tr> <tr style="height:20px;"> <td data-sheets-value='{"1":2,"2":"Heatstop PC"}' style="border-left:1px solid #000000;overflow:hidden;padding:0px 3px 0px 3px;vertical-align:bottom;font-weight:bold;">Heatstop PC</td> <td data-sheets-value='{"1":2,"2":"Double-walled"}' style="overflow:hidden;padding:0px 3px 0px 3px;vertical-align:bottom;font-weight:bold;">Double-walled</td> <td data-sheets-value='{"1":2,"2":"Clear (T/H)"}' style="border-right:1px solid #000000;overflow:hidden;padding:0px 3px 0px 3px;vertical-align:bottom;font-weight:bold;">Clear (T/H)</td> <td data-sheets-numberformat='{"1":2,"2":"0.00","3":1}' data-sheets-value='{"1":3,"3":2.9}' style="overflow:hidden;padding:0px 3px 0px 3px;vertical-align:bottom;text-align:center;">2.90</td> <td data-sheets-numberformat='{"1":2,"2":"0","3":1}' data-sheets-value='{"1":3,"3":44}' style="overflow:hidden;padding:0px 3px 0px 3px;vertical-align:bottom;text-align:center;">44</td> <td data-sheets-numberformat='{"1":2,"2":"0","3":1}' data-sheets-value='{"1":3,"3":51}' style="overflow:hidden;padding:0px 3px 0px 3px;vertical-align:bottom;text-align:center;">51</td> <td data-sheets-numberformat='{"1":2,"2":"0","3":1}' data-sheets-value='{"1":3,"3":20}' style="border-right:1px solid #000000;overflow:hidden;padding:0px 3px 0px 3px;vertical-align:bottom;text-align:center;">20</td> </tr> <tr style="height:20px;"> <td style="border-left:1px solid #000000;overflow:hidden;padding:0px 3px 0px 3px;vertical-align:bottom;font-weight:bold;"></td> <td data-sheets-value='{"1":2,"2":"Double-walled"}' style="overflow:hidden;padding:0px 3px 0px 3px;vertical-align:bottom;font-weight:bold;">Double-walled</td> <td data-sheets-value='{"1":2,"2":"Opal (T/O)"}' style="border-right:1px solid #000000;overflow:hidden;padding:0px 3px 0px 3px;vertical-align:bottom;font-weight:bold;">Opal (T/O)</td> <td data-sheets-numberformat='{"1":2,"2":"0.00","3":1}' data-sheets-value='{"1":3,"3":2.9}' style="overflow:hidden;padding:0px 3px 0px 3px;vertical-align:bottom;text-align:center;">2.90</td> <td data-sheets-numberformat='{"1":2,"2":"0","3":1}' data-sheets-value='{"1":3,"3":41}' style="overflow:hidden;padding:0px 3px 0px 3px;vertical-align:bottom;text-align:center;">41</td> <td data-sheets-numberformat='{"1":2,"2":"0","3":1}' data-sheets-value='{"1":3,"3":45}' style="overflow:hidden;padding:0px 3px 0px 3px;vertical-align:bottom;text-align:center;">45</td> <td data-sheets-numberformat='{"1":2,"2":"0","3":1}' data-sheets-value='{"1":3,"3":20}' style="border-right:1px solid #000000;overflow:hidden;padding:0px 3px 0px 3px;vertical-align:bottom;text-align:center;">20</td> </tr> <tr style="height:20px;"> <td style="border-left:1px solid #000000;overflow:hidden;padding:0px 3px 0px 3px;vertical-align:bottom;font-weight:bold;"></td> <td data-sheets-value='{"1":2,"2":"Triple-walled"}' style="overflow:hidden; | skylux-160-ce-met-koepel-en-metaalopstand-met-lm-motor-en-windvang-1300-x-2000-mm | 8586006790477 | 46872295145805
Smoke and heat exhaust (SHEV) | SHE system | Skylux | Skylux 160° CE with skylight and metal curb with LM-actuator and spoiler 1300 x 2200 mm |  | 31291 | 5412970312918 | 5535.75 | Yes | 30-45 | 122.9 | 1300 x 2200 mm | 2200 | 1300 |  | metal curb M30 (30 cm high) | Rectangular | 5.17 W/m²K - 1.28 W/m²K | 87% - 32% | 90% - 32% | 20dB - 23dB | 160° CE (for industry) | skylight | with spoiler | E | Single actuator | Maximum four-walled skylight possible for this product | Ut-value LT-value g-value Rw-value EN 1873 : 2014 EN ISO 13468 EN 16153 EN 410 EN 410 EN ISO 140-3 Material Walls Shells (W/m²K) (%) (%) (dB) Acrylic Single-walled Clear (H) 5.17 90 87 - PMMA Single-walled Opal (O) 5.17 83 76 - Double-walled Clear (H/H) 2.90 81 75 20 Double-walled Opal (O/O) 2.90 69 58 20 Triple-walled Clear (H/H/H) 1.70 73 65 22 Triple-walled Opal (O/H/O) 1.70 62 51 22 Four-walled Clear (H/H/H/H) 1.28 64 54 23 Four-walled Opal (H/H/O/H) 1.28 59 48 23 Polycarbonate Single-walled Clear (A) 5.17 88 83 - PC Single-walled Opal (D) 5.17 58 60 - Double-walled Clear (A/H) 2.90 79 72 20 Double-walled Clear (A/A) 2.90 77 69 20 Double-walled Opal (A/O) 2.90 73 63 20 Double-walled Opal (A/D) 2.90 51 50 20 Triple-walled Clear (A/H/H) 1.70 71 63 22 Triple-walled Opal (A/O/O) 1.70 61 48 22 Four-walled Clear (A/H/H/H) 1.28 64 52 23 Four-walled Opal (A/H/O/H) 1.28 59 46 23 Polycarbonate Single-walled Heatstop Opal (T) 5.17 49 59 - Heatstop PC Double-walled Clear (T/H) 2.90 44 51 20 Double-walled Opal (T/O) 2.90 41 45 20 Triple-walled Clear (T/H/H) 1.70 40 <td data-sheets-numberformat='{"1":2,"2":"0","3":1}' data-sheets-value='{"1":3,"3":44}' style="overflow:hidden;paddin | https://skylux.eu/en/products/skylux-160-ce-met-koepel-en-metaalopstand-met-lm-motor-en-windvang-1300-x-2200-mm | https://skylux.eu/cdn/shop/files/Skylux-160deg-CE-met-koepel-en-metaalopstand-met-LM-motor-en-windvang-1300-x-2200-mm-RWA-systeem.jpg?v=1702977626&width=1600 | https://skylux.eu/cdn/shop/files/e5a82811-1bb0-48e4-a776-cacb59c7c092_d64272ac-0ad5-4568-bacd-2b48797de616.jpg?v=1688550423&width=1600 | //skylux.eu/cdn/shop/files/E_MH_Mounting_instructions_Skylux_160_CE_LM.pdf?v=12406716259046007223 | //skylux.eu/cdn/shop/files/E_TD_Technical_File_Skylux_Skylux_160_CE_Electric.pdf?v=3667116872303399239 | <style type="text/css" id="isPasted"> <!--td { border: 1px solid #cccccc; } br { mso-data-placement: same-cell; } --> </style> <table border="1" cellpadding="0" cellspacing="0" dir="ltr" style="table-layout:fixed;font-size:10pt;font-family:Arial;border-collapse:collapse;border:none;"><tbody> <tr style="height:20px;"> <td style="overflow:hidden;padding:0px 3px 0px 3px;vertical-align:bottom;"></td> <td style="overflow:hidden;padding:0px 3px 0px 3px;vertical-align:bottom;"></td> <td style="overflow:hidden;padding:0px 3px 0px 3px;vertical-align:bottom;"></td> <td data-sheets-value='{"1":2,"2":"Ut-value"}' style="overflow:hidden;padding:0px 3px 0px 3px;vertical-align:bottom;font-weight:bold;text-align:center;">Ut-value</td> <td data-sheets-value='{"1":2,"2":"LT-value"}' style="overflow:hidden;padding:0px 3px 0px 3px;vertical-align:bottom;font-weight:bold;text-align:center;">LT-value</td> <td data-sheets-value='{"1":2,"2":"g-value"}' style="overflow:hidden;padding:0px 3px 0px 3px;vertical-align:bottom;font-weight:bold;text-align:center;">g-value</td> <td data-sheets-value='{"1":2,"2":"Rw-value "}' style="overflow:hidden;padding:0px 3px 0px 3px;vertical-align:bottom;font-weight:bold;text-align:center;">Rw-value </td> </tr> <tr style="height:20px;"> <td style="overflow:hidden;padding:0px 3px 0px 3px;vertical-align:bottom;"></td> <td style="overflow:hidden;padding:0px 3px 0px 3px;vertical-align:bottom;"></td> <td style="overflow:hidden;padding:0px 3px 0px 3px;vertical-align:bottom;"></td> <td data-sheets-numberformat='{"1":2,"2":"0.00","3":1}' data-sheets-value='{"1":2,"2":"EN 1873 : 2014"}' style="overflow:hidden;padding:0px 3px 0px 3px;vertical-align:bottom;text-align:center;">EN 1873 : 2014</td> <td data-sheets-numberformat='{"1":2,"2":"0","3":1}' data-sheets-value='{"1":2,"2":"EN ISO 13468 EN 16153 EN 410"}' style="overflow:hidden;padding:0px 3px 0px 3px;vertical-align:bottom;text-align:center;">EN ISO 13468 EN 16153 EN 410</td> <td data-sheets-numberformat='{"1":2,"2":"0","3":1}' data-sheets-value='{"1":2,"2":"EN 410"}' style="overflow:hidden;padding:0px 3px 0px 3px;vertical-align:bottom;text-align:center;">EN 410</td> <td data-sheets-value='{"1":2,"2":"EN ISO 140-3\t\t"}' style="overflow:hidden;padding:0px 3px 0px 3px;vertical-align:bottom;text-align:center;">EN ISO 140-3 </td> </tr> <tr style="height:20px;"> <td data-sheets-value='{"1":2,"2":"Material"}' style="border-bottom:1px solid #000000;overflow:hidden;padding:0px 3px 0px 3px;vertical-align:bottom;background-color:#000000;font-weight:bold;color:#ffffff;">Material</td> <td data-sheets-value='{"1":2,"2":"Walls"}' style="border-bottom:1px solid #000000;overflow:hidden;padding:0px 3px 0px 3px;vertical-align:bottom;background-color:#000000;font-weight:bold;color:#ffffff;">Walls</td> <td data-sheets-value='{"1":2,"2":"Shells"}' style="border-bottom:1px solid #000000;overflow:hidden;padding:0px 3px 0px 3px;vertical-align:bottom;background-color:#000000;font-weight:bold;color:#ffffff;">Shells</td> <td data-sheets-numberformat='{"1":2,"2":"0.00","3":1}' data-sheets-value='{"1":2,"2":"(W/m²K)\t"}' style="border-bottom:1px solid #000000;overflow:hidden;padding:0px 3px 0px 3px;vertical-align:bottom;background-color:#000000;font-weight:bold;color:#ffffff;text-align:center;">(W/m²K) </td> <td data-sheets-numberformat='{"1":2,"2":"0","3":1}' data-sheets-value='{"1":2,"2":"(%)"}' style="border-bottom:1px solid #000000;overflow:hidden;padding:0px 3px 0px 3px;vertical-align:bottom;background-color:#000000;font-weight:bold;color:#ffffff;text-align:center;">(%)</td> <td data-sheets-numberformat='{"1":2,"2":"0","3":1}' data-sheets-value='{"1":2,"2":"(%)"}' style="border-bottom:1px solid #000000;overflow:hidden;padding:0px 3px 0px 3px;vertical-align:bottom;background-color:#000000;font-weight:bold;color:#ffffff;text-align:center;">(%)</td> <td data-sheets-value='{"1":2,"2":"(dB)"}' style="border-bottom:1px solid #000000;overflow:hidden;padding:0px 3px 0px 3px;vertical-align:bottom;background-color:#000000;font-weight:bold;color:#ffffff;text-align:center;">(dB)</td> </tr> <tr style="height:20px;"> <td data-sheets-value='{"1":2,"2":"Acrylic"}' style="border-left:1px solid #000000;overflow:hidden;padding:0px 3px 0px 3px;vertical-align:bottom;font-weight:bold;">Acrylic</td> <td data-sheets-value='{"1":2,"2":"Single-walled"}' style="overflow:hidden;padding:0px 3px 0px 3px;vertical-align:bottom;font-weight:bold;">Single-walled</td> <td data-sheets-value='{"1":2,"2":"Clear (H)"}' style="border-right:1px solid #000000;overflow:hidden;padding:0px 3px 0px 3px;vertical-align:bottom;font-weight:bold;">Clear (H)</td> <td data-sheets-numberformat='{"1":2,"2":"0.00","3":1}' data-sheets-value='{"1":3,"3":5.17}' style="overflow:hidden;padding:0px 3px 0px 3px;vertical-align:bottom;text-align:center;">5.17</td> <td data-sheets-numberformat='{"1":2,"2":"0","3":1}' data-sheets-value='{"1":3,"3":90}' style="overflow:hidden;padding:0px 3px 0px 3px;vertical-align:bottom;text-align:center;">90</td> <td data-sheets-numberformat='{"1":2,"2":"0","3":1}' data-sheets-value='{"1":3,"3":87}' style="overflow:hidden;padding:0px 3px 0px 3px;vertical-align:bottom;text-align:center;">87</td> <td data-sheets-numberformat='{"1":2,"2":"0","3":1}' data-sheets-value='{"1":2,"2":"-"}' style="border-right:1px solid #000000;overflow:hidden;padding:0px 3px 0px 3px;vertical-align:bottom;text-align:center;">-</td> </tr> <tr style="height:20px;"> <td data-sheets-value='{"1":2,"2":"PMMA"}' style="border-left:1px solid #000000;overflow:hidden;padding:0px 3px 0px 3px;vertical-align:bottom;font-weight:bold;">PMMA</td> <td data-sheets-value='{"1":2,"2":"Single-walled"}' style="overflow:hidden;padding:0px 3px 0px 3px;vertical-align:bottom;font-weight:bold;">Single-walled</td> <td data-sheets-value='{"1":2,"2":"Opal (O)"}' style="border-right:1px solid #000000;overflow:hidden;padding:0px 3px 0px 3px;vertical-align:bottom;font-weight:bold;">Opal (O)</td> <td data-sheets-numberformat='{"1":2,"2":"0.00","3":1}' data-sheets-value='{"1":3,"3":5.17}' style="overflow:hidden;padding:0px 3px 0px 3px;vertical-align:bottom;text-align:center;">5.17</td> <td data-sheets-numberformat='{"1":2,"2":"0","3":1}' data-sheets-value='{"1":3,"3":83}' style="overflow:hidden;padding:0px 3px 0px 3px;vertical-align:bottom;text-align:center;">83</td> <td data-sheets-numberformat='{"1":2,"2":"0","3":1}' data-sheets-value='{"1":3,"3":76}' style="overflow:hidden;padding:0px 3px 0px 3px;vertical-align:bottom;text-align:center;">76</td> <td data-sheets-numberformat='{"1":2,"2":"0","3":1}' data-sheets-value='{"1":2,"2":"-"}' style="border-right:1px solid #000000;overflow:hidden;padding:0px 3px 0px 3px;vertical-align:bottom;text-align:center;">-</td> </tr> <tr style="height:20px;"> <td style="border-left:1px solid #000000;overflow:hidden;padding:0px 3px 0px 3px;vertical-align:bottom;font-weight:bold;"></td> <td data-sheets-value='{"1":2,"2":"Double-walled"}' style="overflow:hidden;padding:0px 3px 0px 3px;vertical-align:bottom;font-weight:bold;">Double-walled</td> <td data-sheets-value='{"1":2,"2":"Clear (H/H)"}' style="border-right:1px solid #000000;overflow:hidden;padding:0px 3px 0px 3px;vertical-align:bottom;font-weight:bold;">Clear (H/H)</td> <td data-sheets-numberformat='{"1":2,"2":"0.00","3":1}' data-sheets-value='{"1":3,"3":2.9}' style="overflow:hidden;padding:0px 3px 0px 3px;vertical-align:bottom;text-align:center;">2.90</td> <td data-sheets-numberformat='{"1":2,"2":"0","3":1}' data-sheets-value='{"1":3,"3":81}' style="overflow:hidden;padding:0px 3px 0px 3px;vertical-align:bottom;text-align:center;">81</td> <td data-sheets-numberformat='{"1":2,"2":"0","3":1}' data-sheets-value='{"1":3,"3":75}' style="overflow:hidden;padding:0px 3px 0px 3px;vertical-align:bottom;text-align:center;">75</td> <td data-sheets-numberformat='{"1":2,"2":"0","3":1}' data-sheets-value='{"1":3,"3":20}' style="border-right:1px solid #000000;overflow:hidden;padding:0px 3px 0px 3px;vertical-align:bottom;text-align:center;">20</td> </tr> <tr style="height:20px;"> <td style="border-left:1px solid #000000;overflow:hidden;padding:0px 3px 0px 3px;vertical-align:bottom;font-weight:bold;"></td> <td data-sheets-value='{"1":2,"2":"Double-walled"}' style="overflow:hidden;padding:0px 3px 0px 3px;vertical-align:bottom;font-weight:bold;">Double-walled</td> <td data-sheets-value='{"1":2,"2":"Opal (O/O)"}' style="border-right:1px solid #000000;overflow:hidden;padding:0px 3px 0px 3px;vertical-align:bottom;font-weight:bold;">Opal (O/O)</td> <td data-sheets-numberformat='{"1":2,"2":"0.00","3":1}' data-sheets-value='{"1":3,"3":2.9}' style="overflow:hidden;padding:0px 3px 0px 3px;vertical-align:bottom;text-align:center;">2.90</td> <td data-sheets-numberformat='{"1":2,"2":"0","3":1}' data-sheets-value='{"1":3,"3":69}' style="overflow:hidden;padding:0px 3px 0px 3px;vertical-align:bottom;text-align:center;">69</td> <td data-sheets-numberformat='{"1":2,"2":"0","3":1}' data-sheets-value='{"1":3,"3":58}' style="overflow:hidden;padding:0px 3px 0px 3px;vertical-align:bottom;text-align:center;">58</td> <td data-sheets-numberformat='{"1":2,"2":"0","3":1}' data-sheets-value='{"1":3,"3":20}' style="border-right:1px solid #000000;overflow:hidden;padding:0px 3px 0px 3px;vertical-align:bottom;text-align:center;">20</td> </tr> <tr style="height:20px;"> <td style="border-left:1px solid #000000;overflow:hidden;padding:0px 3px 0px 3px;vertical-align:bottom;font-weight:bold;"></td> <td data-sheets-value='{"1":2,"2":"Triple-walled"}' style="overflow:hidden;padding:0px 3px 0px 3px;vertical-align:bottom;font-weight:bold;">Triple-walled</td> <td data-sheets-value='{"1":2,"2":"Clear (H/H/H)"}' style="border-right:1px solid #000000;overflow:hidden;padding:0px 3px 0px 3px;vertical-align:bottom;font-weight:bold;">Clear (H/H/H)</td> <td data-sheets-numberformat='{"1":2,"2":"0.00","3":1}' data-sheets-value='{"1":3,"3":1.7}' style="overflow:hidden;padding:0px 3px 0px 3px;vertical-align:bottom;text-align:center;">1.70</td> <td data-sheets-numberformat='{"1":2,"2":"0","3":1}' data-sheets-value='{"1":3,"3":73}' style="overflow:hidden;padding:0px 3px 0px 3px;vertical-align:bottom;text-align:center;">73</td> <td data-sheets-numberformat='{"1":2,"2":"0","3":1}' data-sheets-value='{"1":3,"3":65}' style="overflow:hidden;padding:0px 3px 0px 3px;vertical-align:bottom;text-align:center;">65</td> <td data-sheets-numberformat='{"1":2,"2":"0","3":1}' data-sheets-value='{"1":3,"3":22}' style="border-right:1px solid #000000;overflow:hidden;padding:0px 3px 0px 3px;vertical-align:bottom;text-align:center;">22</td> </tr> <tr style="height:20px;"> <td style="border-left:1px solid #000000;overflow:hidden;padding:0px 3px 0px 3px;vertical-align:bottom;font-weight:bold;"></td> <td data-sheets-value='{"1":2,"2":"Triple-walled"}' style="overflow:hidden;padding:0px 3px 0px 3px;vertical-align:bottom;font-weight:bold;">Triple-walled</td> <td data-sheets-value='{"1":2,"2":"Opal (O/H/O)"}' style="border-right:1px solid #000000;overflow:hidden;padding:0px 3px 0px 3px;vertical-align:bottom;font-weight:bold;">Opal (O/H/O)</td> <td data-sheets-numberformat='{"1":2,"2":"0.00","3":1}' data-sheets-value='{"1":3,"3":1.7}' style="overflow:hidden;padding:0px 3px 0px 3px;vertical-align:bottom;text-align:center;">1.70</td> <td data-sheets-numberformat='{"1":2,"2":"0","3":1}' data-sheets-value='{"1":3,"3":62}' style="overflow:hidden;padding:0px 3px 0px 3px;vertical-align:bottom;text-align:center;">62</td> <td data-sheets-numberformat='{"1":2,"2":"0","3":1}' data-sheets-value='{"1":3,"3":51}' style="overflow:hidden;padding:0px 3px 0px 3px;vertical-align:bottom;text-align:center;">51</td> <td data-sheets-numberformat='{"1":2,"2":"0","3":1}' data-sheets-value='{"1":3,"3":22}' style="border-right:1px solid #000000;overflow:hidden;padding:0px 3px 0px 3px;vertical-align:bottom;text-align:center;">22</td> </tr> <tr style="height:20px;"> <td style="border-left:1px solid #000000;overflow:hidden;padding:0px 3px 0px 3px;vertical-align:bottom;font-weight:bold;"></td> <td data-sheets-value='{"1":2,"2":"Four-walled"}' style="overflow:hidden;padding:0px 3px 0px 3px;vertical-align:bottom;font-weight:bold;">Four-walled</td> <td data-sheets-value='{"1":2,"2":"Clear (H/H/H/H)"}' style="border-right:1px solid #000000;overflow:hidden;padding:0px 3px 0px 3px;vertical-align:bottom;font-weight:bold;">Clear (H/H/H/H)</td> <td data-sheets-numberformat='{"1":2,"2":"0.00","3":1}' data-sheets-value='{"1":3,"3":1.28}' style="overflow:hidden;padding:0px 3px 0px 3px;vertical-align:bottom;text-align:center;">1.28</td> <td data-sheets-numberformat='{"1":2,"2":"0","3":1}' data-sheets-value='{"1":3,"3":64}' style="overflow:hidden;padding:0px 3px 0px 3px;vertical-align:bottom;text-align:center;">64</td> <td data-sheets-numberformat='{"1":2,"2":"0","3":1}' data-sheets-value='{"1":3,"3":54}' style="overflow:hidden;padding:0px 3px 0px 3px;vertical-align:bottom;text-align:center;">54</td> <td data-sheets-numberformat='{"1":2,"2":"0","3":1}' data-sheets-value='{"1":3,"3":23}' style="border-right:1px solid #000000;overflow:hidden;padding:0px 3px 0px 3px;vertical-align:bottom;text-align:center;">23</td> </tr> <tr style="height:20px;"> <td style="border-bottom:1px solid #000000;border-left:1px solid #000000;overflow:hidden;padding:0px 3px 0px 3px;vertical-align:bottom;"></td> <td data-sheets-value='{"1":2,"2":"Four-walled"}' style="border-bottom:1px solid #000000;overflow:hidden;padding:0px 3px 0px 3px;vertical-align:bottom;font-weight:bold;">Four-walled</td> <td data-sheets-value='{"1":2,"2":"Opal (H/H/O/H)"}' style="border-right:1px solid #000000;border-bottom:1px solid #000000;overflow:hidden;padding:0px 3px 0px 3px;vertical-align:bottom;font-weight:bold;">Opal (H/H/O/H)</td> <td data-sheets-numberformat='{"1":2,"2":"0.00","3":1}' data-sheets-value='{"1":3,"3":1.28}' style="border-bottom:1px solid #000000;overflow:hidden;padding:0px 3px 0px 3px;vertical-align:bottom;text-align:center;">1.28</td> <td data-sheets-numberformat='{"1":2,"2":"0","3":1}' data-sheets-value='{"1":3,"3":59}' style="border-bottom:1px solid #000000;overflow:hidden;padding:0px 3px 0px 3px;vertical-align:bottom;text-align:center;">59</td> <td data-sheets-numberformat='{"1":2,"2":"0","3":1}' data-sheets-value='{"1":3,"3":48}' style="border-bottom:1px solid #000000;overflow:hidden;padding:0px 3px 0px 3px;vertical-align:bottom;text-align:center;">48</td> <td data-sheets-numberformat='{"1":2,"2":"0","3":1}' data-sheets-value='{"1":3,"3":23}' style="border-right:1px solid #000000;border-bottom:1px solid #000000;overflow:hidden;padding:0px 3px 0px 3px;vertical-align:bottom;text-align:center;">23</td> </tr> <tr style="height:20px;"> <td data-sheets-value='{"1":2,"2":"Polycarbonate "}' style="border-left:1px solid #000000;overflow:hidden;padding:0px 3px 0px 3px;vertical-align:bottom;font-weight:bold;">Polycarbonate </td> <td data-sheets-value='{"1":2,"2":"Single-walled"}' style="overflow:hidden;padding:0px 3px 0px 3px;vertical-align:bottom;font-weight:bold;">Single-walled</td> <td data-sheets-value='{"1":2,"2":"Clear (A)"}' style="border-right:1px solid #000000;overflow:hidden;padding:0px 3px 0px 3px;vertical-align:bottom;font-weight:bold;">Clear (A)</td> <td data-sheets-numberformat='{"1":2,"2":"0.00","3":1}' data-sheets-value='{"1":3,"3":5.17}' style="overflow:hidden;padding:0px 3px 0px 3px;vertical-align:bottom;text-align:center;">5.17</td> <td data-sheets-numberformat='{"1":2,"2":"0","3":1}' data-sheets-value='{"1":3,"3":88}' style="overflow:hidden;padding:0px 3px 0px 3px;vertical-align:bottom;text-align:center;">88</td> <td data-sheets-numberformat='{"1":2,"2":"0","3":1}' data-sheets-value='{"1":3,"3":83}' style="overflow:hidden;padding:0px 3px 0px 3px;vertical-align:bottom;text-align:center;">83</td> <td data-sheets-numberformat='{"1":2,"2":"0","3":1}' data-sheets-value='{"1":2,"2":"-"}' style="border-right:1px solid #000000;overflow:hidden;padding:0px 3px 0px 3px;vertical-align:bottom;text-align:center;">-</td> </tr> <tr style="height:20px;"> <td data-sheets-value='{"1":2,"2":"PC"}' style="border-left:1px solid #000000;overflow:hidden;padding:0px 3px 0px 3px;vertical-align:bottom;font-weight:bold;">PC</td> <td data-sheets-value='{"1":2,"2":"Single-walled"}' style="overflow:hidden;padding:0px 3px 0px 3px;vertical-align:bottom;font-weight:bold;">Single-walled</td> <td data-sheets-value='{"1":2,"2":"Opal (D)"}' style="border-right:1px solid #000000;overflow:hidden;padding:0px 3px 0px 3px;vertical-align:bottom;font-weight:bold;">Opal (D)</td> <td data-sheets-numberformat='{"1":2,"2":"0.00","3":1}' data-sheets-value='{"1":3,"3":5.17}' style="overflow:hidden;padding:0px 3px 0px 3px;vertical-align:bottom;text-align:center;">5.17</td> <td data-sheets-numberformat='{"1":2,"2":"0","3":1}' data-sheets-value='{"1":3,"3":58}' style="overflow:hidden;padding:0px 3px 0px 3px;vertical-align:bottom;text-align:center;">58</td> <td data-sheets-numberformat='{"1":2,"2":"0","3":1}' data-sheets-value='{"1":3,"3":60}' style="overflow:hidden;padding:0px 3px 0px 3px;vertical-align:bottom;text-align:center;">60</td> <td data-sheets-numberformat='{"1":2,"2":"0","3":1}' data-sheets-value='{"1":2,"2":"-"}' style="border-right:1px solid #000000;overflow:hidden;padding:0px 3px 0px 3px;vertical-align:bottom;text-align:center;">-</td> </tr> <tr style="height:20px;"> <td style="border-left:1px solid #000000;overflow:hidden;padding:0px 3px 0px 3px;vertical-align:bottom;font-weight:bold;"></td> <td data-sheets-value='{"1":2,"2":"Double-walled"}' style="overflow:hidden;padding:0px 3px 0px 3px;vertical-align:bottom;font-weight:bold;">Double-walled</td> <td data-sheets-value='{"1":2,"2":"Clear (A/H)"}' style="border-right:1px solid #000000;overflow:hidden;padding:0px 3px 0px 3px;vertical-align:bottom;font-weight:bold;">Clear (A/H)</td> <td data-sheets-numberformat='{"1":2,"2":"0.00","3":1}' data-sheets-value='{"1":3,"3":2.9}' style="overflow:hidden;padding:0px 3px 0px 3px;vertical-align:bottom;text-align:center;">2.90</td> <td data-sheets-numberformat='{"1":2,"2":"0","3":1}' data-sheets-value='{"1":3,"3":79}' style="overflow:hidden;padding:0px 3px 0px 3px;vertical-align:bottom;text-align:center;">79</td> <td data-sheets-numberformat='{"1":2,"2":"0","3":1}' data-sheets-value='{"1":3,"3":72}' style="overflow:hidden;padding:0px 3px 0px 3px;vertical-align:bottom;text-align:center;">72</td> <td data-sheets-numberformat='{"1":2,"2":"0","3":1}' data-sheets-value='{"1":3,"3":20}' style="border-right:1px solid #000000;overflow:hidden;padding:0px 3px 0px 3px;vertical-align:bottom;text-align:center;">20</td> </tr> <tr style="height:20px;"> <td style="border-left:1px solid #000000;overflow:hidden;padding:0px 3px 0px 3px;vertical-align:bottom;font-weight:bold;"></td> <td data-sheets-value='{"1":2,"2":"Double-walled"}' style="overflow:hidden;padding:0px 3px 0px 3px;vertical-align:bottom;font-weight:bold;">Double-walled</td> <td data-sheets-value='{"1":2,"2":"Clear (A/A)"}' style="border-right:1px solid #000000;overflow:hidden;padding:0px 3px 0px 3px;vertical-align:bottom;font-weight:bold;">Clear (A/A)</td> <td data-sheets-numberformat='{"1":2,"2":"0.00","3":1}' data-sheets-value='{"1":3,"3":2.9}' style="overflow:hidden;padding:0px 3px 0px 3px;vertical-align:bottom;text-align:center;">2.90</td> <td data-sheets-numberformat='{"1":2,"2":"0","3":1}' data-sheets-value='{"1":3,"3":77}' style="overflow:hidden;padding:0px 3px 0px 3px;vertical-align:bottom;text-align:center;">77</td> <td data-sheets-numberformat='{"1":2,"2":"0","3":1}' data-sheets-value='{"1":3,"3":69}' style="overflow:hidden;padding:0px 3px 0px 3px;vertical-align:bottom;text-align:center;">69</td> <td data-sheets-numberformat='{"1":2,"2":"0","3":1}' data-sheets-value='{"1":3,"3":20}' style="border-right:1px solid #000000;overflow:hidden;padding:0px 3px 0px 3px;vertical-align:bottom;text-align:center;">20</td> </tr> <tr style="height:20px;"> <td style="border-left:1px solid #000000;overflow:hidden;padding:0px 3px 0px 3px;vertical-align:bottom;font-weight:bold;"></td> <td data-sheets-value='{"1":2,"2":"Double-walled"}' style="overflow:hidden;padding:0px 3px 0px 3px;vertical-align:bottom;font-weight:bold;">Double-walled</td> <td data-sheets-value='{"1":2,"2":"Opal (A/O)"}' style="border-right:1px solid #000000;overflow:hidden;padding:0px 3px 0px 3px;vertical-align:bottom;font-weight:bold;">Opal (A/O)</td> <td data-sheets-numberformat='{"1":2,"2":"0.00","3":1}' data-sheets-value='{"1":3,"3":2.9}' style="overflow:hidden;padding:0px 3px 0px 3px;vertical-align:bottom;text-align:center;">2.90</td> <td data-sheets-numberformat='{"1":2,"2":"0","3":1}' data-sheets-value='{"1":3,"3":73}' style="overflow:hidden;padding:0px 3px 0px 3px;vertical-align:bottom;text-align:center;">73</td> <td data-sheets-numberformat='{"1":2,"2":"0","3":1}' data-sheets-value='{"1":3,"3":63}' style="overflow:hidden;padding:0px 3px 0px 3px;vertical-align:bottom;text-align:center;">63</td> <td data-sheets-numberformat='{"1":2,"2":"0","3":1}' data-sheets-value='{"1":3,"3":20}' style="border-right:1px solid #000000;overflow:hidden;padding:0px 3px 0px 3px;vertical-align:bottom;text-align:center;">20</td> </tr> <tr style="height:20px;"> <td style="border-left:1px solid #000000;overflow:hidden;padding:0px 3px 0px 3px;vertical-align:bottom;font-weight:bold;"></td> <td data-sheets-value='{"1":2,"2":"Double-walled"}' style="overflow:hidden;padding:0px 3px 0px 3px;vertical-align:bottom;font-weight:bold;">Double-walled</td> <td data-sheets-value='{"1":2,"2":"Opal (A/D)"}' style="border-right:1px solid #000000;overflow:hidden;padding:0px 3px 0px 3px;vertical-align:bottom;font-weight:bold;">Opal (A/D)</td> <td data-sheets-numberformat='{"1":2,"2":"0.00","3":1}' data-sheets-value='{"1":3,"3":2.9}' style="overflow:hidden;padding:0px 3px 0px 3px;vertical-align:bottom;text-align:center;">2.90</td> <td data-sheets-numberformat='{"1":2,"2":"0","3":1}' data-sheets-value='{"1":3,"3":51}' style="overflow:hidden;padding:0px 3px 0px 3px;vertical-align:bottom;text-align:center;">51</td> <td data-sheets-numberformat='{"1":2,"2":"0","3":1}' data-sheets-value='{"1":3,"3":50}' style="overflow:hidden;padding:0px 3px 0px 3px;vertical-align:bottom;text-align:center;">50</td> <td data-sheets-numberformat='{"1":2,"2":"0","3":1}' data-sheets-value='{"1":3,"3":20}' style="border-right:1px solid #000000;overflow:hidden;padding:0px 3px 0px 3px;vertical-align:bottom;text-align:center;">20</td> </tr> <tr style="height:20px;"> <td style="border-left:1px solid #000000;overflow:hidden;padding:0px 3px 0px 3px;vertical-align:bottom;font-weight:bold;"></td> <td data-sheets-value='{"1":2,"2":"Triple-walled"}' style="overflow:hidden;padding:0px 3px 0px 3px;vertical-align:bottom;font-weight:bold;">Triple-walled</td> <td data-sheets-value='{"1":2,"2":"Clear (A/H/H)"}' style="border-right:1px solid #000000;overflow:hidden;padding:0px 3px 0px 3px;vertical-align:bottom;font-weight:bold;">Clear (A/H/H)</td> <td data-sheets-numberformat='{"1":2,"2":"0.00","3":1}' data-sheets-value='{"1":3,"3":1.7}' style="overflow:hidden;padding:0px 3px 0px 3px;vertical-align:bottom;text-align:center;">1.70</td> <td data-sheets-numberformat='{"1":2,"2":"0","3":1}' data-sheets-value='{"1":3,"3":71}' style="overflow:hidden;padding:0px 3px 0px 3px;vertical-align:bottom;text-align:center;">71</td> <td data-sheets-numberformat='{"1":2,"2":"0","3":1}' data-sheets-value='{"1":3,"3":63}' style="overflow:hidden;padding:0px 3px 0px 3px;vertical-align:bottom;text-align:center;">63</td> <td data-sheets-numberformat='{"1":2,"2":"0","3":1}' data-sheets-value='{"1":3,"3":22}' style="border-right:1px solid #000000;overflow:hidden;padding:0px 3px 0px 3px;vertical-align:bottom;text-align:center;">22</td> </tr> <tr style="height:20px;"> <td style="border-left:1px solid #000000;overflow:hidden;padding:0px 3px 0px 3px;vertical-align:bottom;font-weight:bold;"></td> <td data-sheets-value='{"1":2,"2":"Triple-walled"}' style="overflow:hidden;padding:0px 3px 0px 3px;vertical-align:bottom;font-weight:bold;">Triple-walled</td> <td data-sheets-value='{"1":2,"2":"Opal (A/O/O)"}' style="border-right:1px solid #000000;overflow:hidden;padding:0px 3px 0px 3px;vertical-align:bottom;font-weight:bold;">Opal (A/O/O)</td> <td data-sheets-numberformat='{"1":2,"2":"0.00","3":1}' data-sheets-value='{"1":3,"3":1.7}' style="overflow:hidden;padding:0px 3px 0px 3px;vertical-align:bottom;text-align:center;">1.70</td> <td data-sheets-numberformat='{"1":2,"2":"0","3":1}' data-sheets-value='{"1":3,"3":61}' style="overflow:hidden;padding:0px 3px 0px 3px;vertical-align:bottom;text-align:center;">61</td> <td data-sheets-numberformat='{"1":2,"2":"0","3":1}' data-sheets-value='{"1":3,"3":48}' style="overflow:hidden;padding:0px 3px 0px 3px;vertical-align:bottom;text-align:center;">48</td> <td data-sheets-numberformat='{"1":2,"2":"0","3":1}' data-sheets-value='{"1":3,"3":22}' style="border-right:1px solid #000000;overflow:hidden;padding:0px 3px 0px 3px;vertical-align:bottom;text-align:center;">22</td> </tr> <tr style="height:20px;"> <td style="border-left:1px solid #000000;overflow:hidden;padding:0px 3px 0px 3px;vertical-align:bottom;font-weight:bold;"></td> <td data-sheets-value='{"1":2,"2":"Four-walled"}' style="overflow:hidden;padding:0px 3px 0px 3px;vertical-align:bottom;font-weight:bold;">Four-walled</td> <td data-sheets-value='{"1":2,"2":"Clear (A/H/H/H)"}' style="border-right:1px solid #000000;overflow:hidden;padding:0px 3px 0px 3px;vertical-align:bottom;font-weight:bold;">Clear (A/H/H/H)</td> <td data-sheets-numberformat='{"1":2,"2":"0.00","3":1}' data-sheets-value='{"1":3,"3":1.28}' style="overflow:hidden;padding:0px 3px 0px 3px;vertical-align:bottom;text-align:center;">1.28</td> <td data-sheets-numberformat='{"1":2,"2":"0","3":1}' data-sheets-value='{"1":3,"3":64}' style="overflow:hidden;padding:0px 3px 0px 3px;vertical-align:bottom;text-align:center;">64</td> <td data-sheets-numberformat='{"1":2,"2":"0","3":1}' data-sheets-value='{"1":3,"3":52}' style="overflow:hidden;padding:0px 3px 0px 3px;vertical-align:bottom;text-align:center;">52</td> <td data-sheets-numberformat='{"1":2,"2":"0","3":1}' data-sheets-value='{"1":3,"3":23}' style="border-right:1px solid #000000;overflow:hidden;padding:0px 3px 0px 3px;vertical-align:bottom;text-align:center;">23</td> </tr> <tr style="height:20px;"> <td style="border-bottom:1px solid #000000;border-left:1px solid #000000;overflow:hidden;padding:0px 3px 0px 3px;vertical-align:bottom;"></td> <td data-sheets-value='{"1":2,"2":"Four-walled"}' style="border-bottom:1px solid #000000;overflow:hidden;padding:0px 3px 0px 3px;vertical-align:bottom;font-weight:bold;">Four-walled</td> <td data-sheets-value='{"1":2,"2":"Opal (A/H/O/H)"}' style="border-right:1px solid #000000;border-bottom:1px solid #000000;overflow:hidden;padding:0px 3px 0px 3px;vertical-align:bottom;font-weight:bold;">Opal (A/H/O/H)</td> <td data-sheets-numberformat='{"1":2,"2":"0.00","3":1}' data-sheets-value='{"1":3,"3":1.28}' style="border-bottom:1px solid #000000;overflow:hidden;padding:0px 3px 0px 3px;vertical-align:bottom;text-align:center;">1.28</td> <td data-sheets-numberformat='{"1":2,"2":"0","3":1}' data-sheets-value='{"1":3,"3":59}' style="border-bottom:1px solid #000000;overflow:hidden;padding:0px 3px 0px 3px;vertical-align:bottom;text-align:center;">59</td> <td data-sheets-numberformat='{"1":2,"2":"0","3":1}' data-sheets-value='{"1":3,"3":46}' style="border-bottom:1px solid #000000;overflow:hidden;padding:0px 3px 0px 3px;vertical-align:bottom;text-align:center;">46</td> <td data-sheets-numberformat='{"1":2,"2":"0","3":1}' data-sheets-value='{"1":3,"3":23}' style="border-right:1px solid #000000;border-bottom:1px solid #000000;overflow:hidden;padding:0px 3px 0px 3px;vertical-align:bottom;text-align:center;">23</td> </tr> <tr style="height:20px;"> <td data-sheets-value='{"1":2,"2":"Polycarbonate"}' style="border-left:1px solid #000000;overflow:hidden;padding:0px 3px 0px 3px;vertical-align:bottom;font-weight:bold;">Polycarbonate</td> <td data-sheets-value='{"1":2,"2":"Single-walled"}' style="overflow:hidden;padding:0px 3px 0px 3px;vertical-align:bottom;font-weight:bold;">Single-walled</td> <td data-sheets-value='{"1":2,"2":"Heatstop Opal (T)"}' style="border-right:1px solid #000000;overflow:hidden;padding:0px 3px 0px 3px;vertical-align:bottom;font-weight:bold;">Heatstop Opal (T)</td> <td data-sheets-numberformat='{"1":2,"2":"0.00","3":1}' data-sheets-value='{"1":3,"3":5.17}' style="overflow:hidden;padding:0px 3px 0px 3px;vertical-align:bottom;text-align:center;">5.17</td> <td data-sheets-numberformat='{"1":2,"2":"0","3":1}' data-sheets-value='{"1":3,"3":49}' style="overflow:hidden;padding:0px 3px 0px 3px;vertical-align:bottom;text-align:center;">49</td> <td data-sheets-numberformat='{"1":2,"2":"0","3":1}' data-sheets-value='{"1":3,"3":59}' style="overflow:hidden;padding:0px 3px 0px 3px;vertical-align:bottom;text-align:center;">59</td> <td data-sheets-numberformat='{"1":2,"2":"0","3":1}' data-sheets-value='{"1":2,"2":"-"}' style="border-right:1px solid #000000;overflow:hidden;padding:0px 3px 0px 3px;vertical-align:bottom;text-align:center;">-</td> </tr> <tr style="height:20px;"> <td data-sheets-value='{"1":2,"2":"Heatstop PC"}' style="border-left:1px solid #000000;overflow:hidden;padding:0px 3px 0px 3px;vertical-align:bottom;font-weight:bold;">Heatstop PC</td> <td data-sheets-value='{"1":2,"2":"Double-walled"}' style="overflow:hidden;padding:0px 3px 0px 3px;vertical-align:bottom;font-weight:bold;">Double-walled</td> <td data-sheets-value='{"1":2,"2":"Clear (T/H)"}' style="border-right:1px solid #000000;overflow:hidden;padding:0px 3px 0px 3px;vertical-align:bottom;font-weight:bold;">Clear (T/H)</td> <td data-sheets-numberformat='{"1":2,"2":"0.00","3":1}' data-sheets-value='{"1":3,"3":2.9}' style="overflow:hidden;padding:0px 3px 0px 3px;vertical-align:bottom;text-align:center;">2.90</td> <td data-sheets-numberformat='{"1":2,"2":"0","3":1}' data-sheets-value='{"1":3,"3":44}' style="overflow:hidden;padding:0px 3px 0px 3px;vertical-align:bottom;text-align:center;">44</td> <td data-sheets-numberformat='{"1":2,"2":"0","3":1}' data-sheets-value='{"1":3,"3":51}' style="overflow:hidden;padding:0px 3px 0px 3px;vertical-align:bottom;text-align:center;">51</td> <td data-sheets-numberformat='{"1":2,"2":"0","3":1}' data-sheets-value='{"1":3,"3":20}' style="border-right:1px solid #000000;overflow:hidden;padding:0px 3px 0px 3px;vertical-align:bottom;text-align:center;">20</td> </tr> <tr style="height:20px;"> <td style="border-left:1px solid #000000;overflow:hidden;padding:0px 3px 0px 3px;vertical-align:bottom;font-weight:bold;"></td> <td data-sheets-value='{"1":2,"2":"Double-walled"}' style="overflow:hidden;padding:0px 3px 0px 3px;vertical-align:bottom;font-weight:bold;">Double-walled</td> <td data-sheets-value='{"1":2,"2":"Opal (T/O)"}' style="border-right:1px solid #000000;overflow:hidden;padding:0px 3px 0px 3px;vertical-align:bottom;font-weight:bold;">Opal (T/O)</td> <td data-sheets-numberformat='{"1":2,"2":"0.00","3":1}' data-sheets-value='{"1":3,"3":2.9}' style="overflow:hidden;padding:0px 3px 0px 3px;vertical-align:bottom;text-align:center;">2.90</td> <td data-sheets-numberformat='{"1":2,"2":"0","3":1}' data-sheets-value='{"1":3,"3":41}' style="overflow:hidden;padding:0px 3px 0px 3px;vertical-align:bottom;text-align:center;">41</td> <td data-sheets-numberformat='{"1":2,"2":"0","3":1}' data-sheets-value='{"1":3,"3":45}' style="overflow:hidden;padding:0px 3px 0px 3px;vertical-align:bottom;text-align:center;">45</td> <td data-sheets-numberformat='{"1":2,"2":"0","3":1}' data-sheets-value='{"1":3,"3":20}' style="border-right:1px solid #000000;overflow:hidden;padding:0px 3px 0px 3px;vertical-align:bottom;text-align:center;">20</td> </tr> <tr style="height:20px;"> <td style="border-left:1px solid #000000;overflow:hidden;padding:0px 3px 0px 3px;vertical-align:bottom;font-weight:bold;"></td> <td data-sheets-value='{"1":2,"2":"Triple-walled"}' style="overflow:hidden; | skylux-160-ce-met-koepel-en-metaalopstand-met-lm-motor-en-windvang-1300-x-2200-mm | 8586006823245 | 46872295211341
Smoke and heat exhaust (SHEV) | SHE system | Skylux | Skylux 160° CE with skylight and metal curb with LM-actuator and spoiler 1300 x 2300 mm |  | 27851 | 5412970278511 | 5716.05 | Yes | 30-45 | 128.25 | 1300 x 2300 mm | 2300 | 1300 |  | metal curb M30 (30 cm high) | Rectangular | 5.17 W/m²K - 1.28 W/m²K | 87% - 32% | 90% - 32% | 20dB - 23dB | 160° CE (for industry) | skylight | with spoiler | E | Single actuator | Maximum four-walled skylight possible for this product | Ut-value LT-value g-value Rw-value EN 1873 : 2014 EN ISO 13468 EN 16153 EN 410 EN 410 EN ISO 140-3 Material Walls Shells (W/m²K) (%) (%) (dB) Acrylic Single-walled Clear (H) 5.17 90 87 - PMMA Single-walled Opal (O) 5.17 83 76 - Double-walled Clear (H/H) 2.90 81 75 20 Double-walled Opal (O/O) 2.90 69 58 20 Triple-walled Clear (H/H/H) 1.70 73 65 22 Triple-walled Opal (O/H/O) 1.70 62 51 22 Four-walled Clear (H/H/H/H) 1.28 64 54 23 Four-walled Opal (H/H/O/H) 1.28 59 48 23 Polycarbonate Single-walled Clear (A) 5.17 88 83 - PC Single-walled Opal (D) 5.17 58 60 - Double-walled Clear (A/H) 2.90 79 72 20 Double-walled Clear (A/A) 2.90 77 69 20 Double-walled Opal (A/O) 2.90 73 63 20 Double-walled Opal (A/D) 2.90 51 50 20 Triple-walled Clear (A/H/H) 1.70 71 63 22 Triple-walled Opal (A/O/O) 1.70 61 48 22 Four-walled Clear (A/H/H/H) 1.28 64 52 23 Four-walled Opal (A/H/O/H) 1.28 59 46 23 Polycarbonate Single-walled Heatstop Opal (T) 5.17 49 59 - Heatstop PC Double-walled Clear (T/H) 2.90 44 51 20 Double-walled Opal (T/O) 2.90 41 45 20 Triple-walled Clear (T/H/H) 1.70 40 <td data-sheets-numberformat='{"1":2,"2":"0","3":1}' data-sheets-value='{"1":3,"3":44}' style="overflow:hidden;paddin | https://skylux.eu/en/products/skylux-160-ce-met-koepel-en-metaalopstand-met-lm-motor-en-windvang-1300-x-2300-mm | https://skylux.eu/cdn/shop/files/Skylux-160deg-CE-met-koepel-en-metaalopstand-met-LM-motor-en-windvang-1300-x-2300-mm-RWA-systeem.jpg?v=1702977631&width=1600 | https://skylux.eu/cdn/shop/files/e5a82811-1bb0-48e4-a776-cacb59c7c092_8fc58413-15ba-4124-b102-2644e49993f9.jpg?v=1688550424&width=1600 | //skylux.eu/cdn/shop/files/E_MH_Mounting_instructions_Skylux_160_CE_LM.pdf?v=12406716259046007223 | //skylux.eu/cdn/shop/files/E_TD_Technical_File_Skylux_Skylux_160_CE_Electric.pdf?v=3667116872303399239 | <style type="text/css" id="isPasted"> <!--td { border: 1px solid #cccccc; } br { mso-data-placement: same-cell; } --> </style> <table border="1" cellpadding="0" cellspacing="0" dir="ltr" style="table-layout:fixed;font-size:10pt;font-family:Arial;border-collapse:collapse;border:none;"><tbody> <tr style="height:20px;"> <td style="overflow:hidden;padding:0px 3px 0px 3px;vertical-align:bottom;"></td> <td style="overflow:hidden;padding:0px 3px 0px 3px;vertical-align:bottom;"></td> <td style="overflow:hidden;padding:0px 3px 0px 3px;vertical-align:bottom;"></td> <td data-sheets-value='{"1":2,"2":"Ut-value"}' style="overflow:hidden;padding:0px 3px 0px 3px;vertical-align:bottom;font-weight:bold;text-align:center;">Ut-value</td> <td data-sheets-value='{"1":2,"2":"LT-value"}' style="overflow:hidden;padding:0px 3px 0px 3px;vertical-align:bottom;font-weight:bold;text-align:center;">LT-value</td> <td data-sheets-value='{"1":2,"2":"g-value"}' style="overflow:hidden;padding:0px 3px 0px 3px;vertical-align:bottom;font-weight:bold;text-align:center;">g-value</td> <td data-sheets-value='{"1":2,"2":"Rw-value "}' style="overflow:hidden;padding:0px 3px 0px 3px;vertical-align:bottom;font-weight:bold;text-align:center;">Rw-value </td> </tr> <tr style="height:20px;"> <td style="overflow:hidden;padding:0px 3px 0px 3px;vertical-align:bottom;"></td> <td style="overflow:hidden;padding:0px 3px 0px 3px;vertical-align:bottom;"></td> <td style="overflow:hidden;padding:0px 3px 0px 3px;vertical-align:bottom;"></td> <td data-sheets-numberformat='{"1":2,"2":"0.00","3":1}' data-sheets-value='{"1":2,"2":"EN 1873 : 2014"}' style="overflow:hidden;padding:0px 3px 0px 3px;vertical-align:bottom;text-align:center;">EN 1873 : 2014</td> <td data-sheets-numberformat='{"1":2,"2":"0","3":1}' data-sheets-value='{"1":2,"2":"EN ISO 13468 EN 16153 EN 410"}' style="overflow:hidden;padding:0px 3px 0px 3px;vertical-align:bottom;text-align:center;">EN ISO 13468 EN 16153 EN 410</td> <td data-sheets-numberformat='{"1":2,"2":"0","3":1}' data-sheets-value='{"1":2,"2":"EN 410"}' style="overflow:hidden;padding:0px 3px 0px 3px;vertical-align:bottom;text-align:center;">EN 410</td> <td data-sheets-value='{"1":2,"2":"EN ISO 140-3\t\t"}' style="overflow:hidden;padding:0px 3px 0px 3px;vertical-align:bottom;text-align:center;">EN ISO 140-3 </td> </tr> <tr style="height:20px;"> <td data-sheets-value='{"1":2,"2":"Material"}' style="border-bottom:1px solid #000000;overflow:hidden;padding:0px 3px 0px 3px;vertical-align:bottom;background-color:#000000;font-weight:bold;color:#ffffff;">Material</td> <td data-sheets-value='{"1":2,"2":"Walls"}' style="border-bottom:1px solid #000000;overflow:hidden;padding:0px 3px 0px 3px;vertical-align:bottom;background-color:#000000;font-weight:bold;color:#ffffff;">Walls</td> <td data-sheets-value='{"1":2,"2":"Shells"}' style="border-bottom:1px solid #000000;overflow:hidden;padding:0px 3px 0px 3px;vertical-align:bottom;background-color:#000000;font-weight:bold;color:#ffffff;">Shells</td> <td data-sheets-numberformat='{"1":2,"2":"0.00","3":1}' data-sheets-value='{"1":2,"2":"(W/m²K)\t"}' style="border-bottom:1px solid #000000;overflow:hidden;padding:0px 3px 0px 3px;vertical-align:bottom;background-color:#000000;font-weight:bold;color:#ffffff;text-align:center;">(W/m²K) </td> <td data-sheets-numberformat='{"1":2,"2":"0","3":1}' data-sheets-value='{"1":2,"2":"(%)"}' style="border-bottom:1px solid #000000;overflow:hidden;padding:0px 3px 0px 3px;vertical-align:bottom;background-color:#000000;font-weight:bold;color:#ffffff;text-align:center;">(%)</td> <td data-sheets-numberformat='{"1":2,"2":"0","3":1}' data-sheets-value='{"1":2,"2":"(%)"}' style="border-bottom:1px solid #000000;overflow:hidden;padding:0px 3px 0px 3px;vertical-align:bottom;background-color:#000000;font-weight:bold;color:#ffffff;text-align:center;">(%)</td> <td data-sheets-value='{"1":2,"2":"(dB)"}' style="border-bottom:1px solid #000000;overflow:hidden;padding:0px 3px 0px 3px;vertical-align:bottom;background-color:#000000;font-weight:bold;color:#ffffff;text-align:center;">(dB)</td> </tr> <tr style="height:20px;"> <td data-sheets-value='{"1":2,"2":"Acrylic"}' style="border-left:1px solid #000000;overflow:hidden;padding:0px 3px 0px 3px;vertical-align:bottom;font-weight:bold;">Acrylic</td> <td data-sheets-value='{"1":2,"2":"Single-walled"}' style="overflow:hidden;padding:0px 3px 0px 3px;vertical-align:bottom;font-weight:bold;">Single-walled</td> <td data-sheets-value='{"1":2,"2":"Clear (H)"}' style="border-right:1px solid #000000;overflow:hidden;padding:0px 3px 0px 3px;vertical-align:bottom;font-weight:bold;">Clear (H)</td> <td data-sheets-numberformat='{"1":2,"2":"0.00","3":1}' data-sheets-value='{"1":3,"3":5.17}' style="overflow:hidden;padding:0px 3px 0px 3px;vertical-align:bottom;text-align:center;">5.17</td> <td data-sheets-numberformat='{"1":2,"2":"0","3":1}' data-sheets-value='{"1":3,"3":90}' style="overflow:hidden;padding:0px 3px 0px 3px;vertical-align:bottom;text-align:center;">90</td> <td data-sheets-numberformat='{"1":2,"2":"0","3":1}' data-sheets-value='{"1":3,"3":87}' style="overflow:hidden;padding:0px 3px 0px 3px;vertical-align:bottom;text-align:center;">87</td> <td data-sheets-numberformat='{"1":2,"2":"0","3":1}' data-sheets-value='{"1":2,"2":"-"}' style="border-right:1px solid #000000;overflow:hidden;padding:0px 3px 0px 3px;vertical-align:bottom;text-align:center;">-</td> </tr> <tr style="height:20px;"> <td data-sheets-value='{"1":2,"2":"PMMA"}' style="border-left:1px solid #000000;overflow:hidden;padding:0px 3px 0px 3px;vertical-align:bottom;font-weight:bold;">PMMA</td> <td data-sheets-value='{"1":2,"2":"Single-walled"}' style="overflow:hidden;padding:0px 3px 0px 3px;vertical-align:bottom;font-weight:bold;">Single-walled</td> <td data-sheets-value='{"1":2,"2":"Opal (O)"}' style="border-right:1px solid #000000;overflow:hidden;padding:0px 3px 0px 3px;vertical-align:bottom;font-weight:bold;">Opal (O)</td> <td data-sheets-numberformat='{"1":2,"2":"0.00","3":1}' data-sheets-value='{"1":3,"3":5.17}' style="overflow:hidden;padding:0px 3px 0px 3px;vertical-align:bottom;text-align:center;">5.17</td> <td data-sheets-numberformat='{"1":2,"2":"0","3":1}' data-sheets-value='{"1":3,"3":83}' style="overflow:hidden;padding:0px 3px 0px 3px;vertical-align:bottom;text-align:center;">83</td> <td data-sheets-numberformat='{"1":2,"2":"0","3":1}' data-sheets-value='{"1":3,"3":76}' style="overflow:hidden;padding:0px 3px 0px 3px;vertical-align:bottom;text-align:center;">76</td> <td data-sheets-numberformat='{"1":2,"2":"0","3":1}' data-sheets-value='{"1":2,"2":"-"}' style="border-right:1px solid #000000;overflow:hidden;padding:0px 3px 0px 3px;vertical-align:bottom;text-align:center;">-</td> </tr> <tr style="height:20px;"> <td style="border-left:1px solid #000000;overflow:hidden;padding:0px 3px 0px 3px;vertical-align:bottom;font-weight:bold;"></td> <td data-sheets-value='{"1":2,"2":"Double-walled"}' style="overflow:hidden;padding:0px 3px 0px 3px;vertical-align:bottom;font-weight:bold;">Double-walled</td> <td data-sheets-value='{"1":2,"2":"Clear (H/H)"}' style="border-right:1px solid #000000;overflow:hidden;padding:0px 3px 0px 3px;vertical-align:bottom;font-weight:bold;">Clear (H/H)</td> <td data-sheets-numberformat='{"1":2,"2":"0.00","3":1}' data-sheets-value='{"1":3,"3":2.9}' style="overflow:hidden;padding:0px 3px 0px 3px;vertical-align:bottom;text-align:center;">2.90</td> <td data-sheets-numberformat='{"1":2,"2":"0","3":1}' data-sheets-value='{"1":3,"3":81}' style="overflow:hidden;padding:0px 3px 0px 3px;vertical-align:bottom;text-align:center;">81</td> <td data-sheets-numberformat='{"1":2,"2":"0","3":1}' data-sheets-value='{"1":3,"3":75}' style="overflow:hidden;padding:0px 3px 0px 3px;vertical-align:bottom;text-align:center;">75</td> <td data-sheets-numberformat='{"1":2,"2":"0","3":1}' data-sheets-value='{"1":3,"3":20}' style="border-right:1px solid #000000;overflow:hidden;padding:0px 3px 0px 3px;vertical-align:bottom;text-align:center;">20</td> </tr> <tr style="height:20px;"> <td style="border-left:1px solid #000000;overflow:hidden;padding:0px 3px 0px 3px;vertical-align:bottom;font-weight:bold;"></td> <td data-sheets-value='{"1":2,"2":"Double-walled"}' style="overflow:hidden;padding:0px 3px 0px 3px;vertical-align:bottom;font-weight:bold;">Double-walled</td> <td data-sheets-value='{"1":2,"2":"Opal (O/O)"}' style="border-right:1px solid #000000;overflow:hidden;padding:0px 3px 0px 3px;vertical-align:bottom;font-weight:bold;">Opal (O/O)</td> <td data-sheets-numberformat='{"1":2,"2":"0.00","3":1}' data-sheets-value='{"1":3,"3":2.9}' style="overflow:hidden;padding:0px 3px 0px 3px;vertical-align:bottom;text-align:center;">2.90</td> <td data-sheets-numberformat='{"1":2,"2":"0","3":1}' data-sheets-value='{"1":3,"3":69}' style="overflow:hidden;padding:0px 3px 0px 3px;vertical-align:bottom;text-align:center;">69</td> <td data-sheets-numberformat='{"1":2,"2":"0","3":1}' data-sheets-value='{"1":3,"3":58}' style="overflow:hidden;padding:0px 3px 0px 3px;vertical-align:bottom;text-align:center;">58</td> <td data-sheets-numberformat='{"1":2,"2":"0","3":1}' data-sheets-value='{"1":3,"3":20}' style="border-right:1px solid #000000;overflow:hidden;padding:0px 3px 0px 3px;vertical-align:bottom;text-align:center;">20</td> </tr> <tr style="height:20px;"> <td style="border-left:1px solid #000000;overflow:hidden;padding:0px 3px 0px 3px;vertical-align:bottom;font-weight:bold;"></td> <td data-sheets-value='{"1":2,"2":"Triple-walled"}' style="overflow:hidden;padding:0px 3px 0px 3px;vertical-align:bottom;font-weight:bold;">Triple-walled</td> <td data-sheets-value='{"1":2,"2":"Clear (H/H/H)"}' style="border-right:1px solid #000000;overflow:hidden;padding:0px 3px 0px 3px;vertical-align:bottom;font-weight:bold;">Clear (H/H/H)</td> <td data-sheets-numberformat='{"1":2,"2":"0.00","3":1}' data-sheets-value='{"1":3,"3":1.7}' style="overflow:hidden;padding:0px 3px 0px 3px;vertical-align:bottom;text-align:center;">1.70</td> <td data-sheets-numberformat='{"1":2,"2":"0","3":1}' data-sheets-value='{"1":3,"3":73}' style="overflow:hidden;padding:0px 3px 0px 3px;vertical-align:bottom;text-align:center;">73</td> <td data-sheets-numberformat='{"1":2,"2":"0","3":1}' data-sheets-value='{"1":3,"3":65}' style="overflow:hidden;padding:0px 3px 0px 3px;vertical-align:bottom;text-align:center;">65</td> <td data-sheets-numberformat='{"1":2,"2":"0","3":1}' data-sheets-value='{"1":3,"3":22}' style="border-right:1px solid #000000;overflow:hidden;padding:0px 3px 0px 3px;vertical-align:bottom;text-align:center;">22</td> </tr> <tr style="height:20px;"> <td style="border-left:1px solid #000000;overflow:hidden;padding:0px 3px 0px 3px;vertical-align:bottom;font-weight:bold;"></td> <td data-sheets-value='{"1":2,"2":"Triple-walled"}' style="overflow:hidden;padding:0px 3px 0px 3px;vertical-align:bottom;font-weight:bold;">Triple-walled</td> <td data-sheets-value='{"1":2,"2":"Opal (O/H/O)"}' style="border-right:1px solid #000000;overflow:hidden;padding:0px 3px 0px 3px;vertical-align:bottom;font-weight:bold;">Opal (O/H/O)</td> <td data-sheets-numberformat='{"1":2,"2":"0.00","3":1}' data-sheets-value='{"1":3,"3":1.7}' style="overflow:hidden;padding:0px 3px 0px 3px;vertical-align:bottom;text-align:center;">1.70</td> <td data-sheets-numberformat='{"1":2,"2":"0","3":1}' data-sheets-value='{"1":3,"3":62}' style="overflow:hidden;padding:0px 3px 0px 3px;vertical-align:bottom;text-align:center;">62</td> <td data-sheets-numberformat='{"1":2,"2":"0","3":1}' data-sheets-value='{"1":3,"3":51}' style="overflow:hidden;padding:0px 3px 0px 3px;vertical-align:bottom;text-align:center;">51</td> <td data-sheets-numberformat='{"1":2,"2":"0","3":1}' data-sheets-value='{"1":3,"3":22}' style="border-right:1px solid #000000;overflow:hidden;padding:0px 3px 0px 3px;vertical-align:bottom;text-align:center;">22</td> </tr> <tr style="height:20px;"> <td style="border-left:1px solid #000000;overflow:hidden;padding:0px 3px 0px 3px;vertical-align:bottom;font-weight:bold;"></td> <td data-sheets-value='{"1":2,"2":"Four-walled"}' style="overflow:hidden;padding:0px 3px 0px 3px;vertical-align:bottom;font-weight:bold;">Four-walled</td> <td data-sheets-value='{"1":2,"2":"Clear (H/H/H/H)"}' style="border-right:1px solid #000000;overflow:hidden;padding:0px 3px 0px 3px;vertical-align:bottom;font-weight:bold;">Clear (H/H/H/H)</td> <td data-sheets-numberformat='{"1":2,"2":"0.00","3":1}' data-sheets-value='{"1":3,"3":1.28}' style="overflow:hidden;padding:0px 3px 0px 3px;vertical-align:bottom;text-align:center;">1.28</td> <td data-sheets-numberformat='{"1":2,"2":"0","3":1}' data-sheets-value='{"1":3,"3":64}' style="overflow:hidden;padding:0px 3px 0px 3px;vertical-align:bottom;text-align:center;">64</td> <td data-sheets-numberformat='{"1":2,"2":"0","3":1}' data-sheets-value='{"1":3,"3":54}' style="overflow:hidden;padding:0px 3px 0px 3px;vertical-align:bottom;text-align:center;">54</td> <td data-sheets-numberformat='{"1":2,"2":"0","3":1}' data-sheets-value='{"1":3,"3":23}' style="border-right:1px solid #000000;overflow:hidden;padding:0px 3px 0px 3px;vertical-align:bottom;text-align:center;">23</td> </tr> <tr style="height:20px;"> <td style="border-bottom:1px solid #000000;border-left:1px solid #000000;overflow:hidden;padding:0px 3px 0px 3px;vertical-align:bottom;"></td> <td data-sheets-value='{"1":2,"2":"Four-walled"}' style="border-bottom:1px solid #000000;overflow:hidden;padding:0px 3px 0px 3px;vertical-align:bottom;font-weight:bold;">Four-walled</td> <td data-sheets-value='{"1":2,"2":"Opal (H/H/O/H)"}' style="border-right:1px solid #000000;border-bottom:1px solid #000000;overflow:hidden;padding:0px 3px 0px 3px;vertical-align:bottom;font-weight:bold;">Opal (H/H/O/H)</td> <td data-sheets-numberformat='{"1":2,"2":"0.00","3":1}' data-sheets-value='{"1":3,"3":1.28}' style="border-bottom:1px solid #000000;overflow:hidden;padding:0px 3px 0px 3px;vertical-align:bottom;text-align:center;">1.28</td> <td data-sheets-numberformat='{"1":2,"2":"0","3":1}' data-sheets-value='{"1":3,"3":59}' style="border-bottom:1px solid #000000;overflow:hidden;padding:0px 3px 0px 3px;vertical-align:bottom;text-align:center;">59</td> <td data-sheets-numberformat='{"1":2,"2":"0","3":1}' data-sheets-value='{"1":3,"3":48}' style="border-bottom:1px solid #000000;overflow:hidden;padding:0px 3px 0px 3px;vertical-align:bottom;text-align:center;">48</td> <td data-sheets-numberformat='{"1":2,"2":"0","3":1}' data-sheets-value='{"1":3,"3":23}' style="border-right:1px solid #000000;border-bottom:1px solid #000000;overflow:hidden;padding:0px 3px 0px 3px;vertical-align:bottom;text-align:center;">23</td> </tr> <tr style="height:20px;"> <td data-sheets-value='{"1":2,"2":"Polycarbonate "}' style="border-left:1px solid #000000;overflow:hidden;padding:0px 3px 0px 3px;vertical-align:bottom;font-weight:bold;">Polycarbonate </td> <td data-sheets-value='{"1":2,"2":"Single-walled"}' style="overflow:hidden;padding:0px 3px 0px 3px;vertical-align:bottom;font-weight:bold;">Single-walled</td> <td data-sheets-value='{"1":2,"2":"Clear (A)"}' style="border-right:1px solid #000000;overflow:hidden;padding:0px 3px 0px 3px;vertical-align:bottom;font-weight:bold;">Clear (A)</td> <td data-sheets-numberformat='{"1":2,"2":"0.00","3":1}' data-sheets-value='{"1":3,"3":5.17}' style="overflow:hidden;padding:0px 3px 0px 3px;vertical-align:bottom;text-align:center;">5.17</td> <td data-sheets-numberformat='{"1":2,"2":"0","3":1}' data-sheets-value='{"1":3,"3":88}' style="overflow:hidden;padding:0px 3px 0px 3px;vertical-align:bottom;text-align:center;">88</td> <td data-sheets-numberformat='{"1":2,"2":"0","3":1}' data-sheets-value='{"1":3,"3":83}' style="overflow:hidden;padding:0px 3px 0px 3px;vertical-align:bottom;text-align:center;">83</td> <td data-sheets-numberformat='{"1":2,"2":"0","3":1}' data-sheets-value='{"1":2,"2":"-"}' style="border-right:1px solid #000000;overflow:hidden;padding:0px 3px 0px 3px;vertical-align:bottom;text-align:center;">-</td> </tr> <tr style="height:20px;"> <td data-sheets-value='{"1":2,"2":"PC"}' style="border-left:1px solid #000000;overflow:hidden;padding:0px 3px 0px 3px;vertical-align:bottom;font-weight:bold;">PC</td> <td data-sheets-value='{"1":2,"2":"Single-walled"}' style="overflow:hidden;padding:0px 3px 0px 3px;vertical-align:bottom;font-weight:bold;">Single-walled</td> <td data-sheets-value='{"1":2,"2":"Opal (D)"}' style="border-right:1px solid #000000;overflow:hidden;padding:0px 3px 0px 3px;vertical-align:bottom;font-weight:bold;">Opal (D)</td> <td data-sheets-numberformat='{"1":2,"2":"0.00","3":1}' data-sheets-value='{"1":3,"3":5.17}' style="overflow:hidden;padding:0px 3px 0px 3px;vertical-align:bottom;text-align:center;">5.17</td> <td data-sheets-numberformat='{"1":2,"2":"0","3":1}' data-sheets-value='{"1":3,"3":58}' style="overflow:hidden;padding:0px 3px 0px 3px;vertical-align:bottom;text-align:center;">58</td> <td data-sheets-numberformat='{"1":2,"2":"0","3":1}' data-sheets-value='{"1":3,"3":60}' style="overflow:hidden;padding:0px 3px 0px 3px;vertical-align:bottom;text-align:center;">60</td> <td data-sheets-numberformat='{"1":2,"2":"0","3":1}' data-sheets-value='{"1":2,"2":"-"}' style="border-right:1px solid #000000;overflow:hidden;padding:0px 3px 0px 3px;vertical-align:bottom;text-align:center;">-</td> </tr> <tr style="height:20px;"> <td style="border-left:1px solid #000000;overflow:hidden;padding:0px 3px 0px 3px;vertical-align:bottom;font-weight:bold;"></td> <td data-sheets-value='{"1":2,"2":"Double-walled"}' style="overflow:hidden;padding:0px 3px 0px 3px;vertical-align:bottom;font-weight:bold;">Double-walled</td> <td data-sheets-value='{"1":2,"2":"Clear (A/H)"}' style="border-right:1px solid #000000;overflow:hidden;padding:0px 3px 0px 3px;vertical-align:bottom;font-weight:bold;">Clear (A/H)</td> <td data-sheets-numberformat='{"1":2,"2":"0.00","3":1}' data-sheets-value='{"1":3,"3":2.9}' style="overflow:hidden;padding:0px 3px 0px 3px;vertical-align:bottom;text-align:center;">2.90</td> <td data-sheets-numberformat='{"1":2,"2":"0","3":1}' data-sheets-value='{"1":3,"3":79}' style="overflow:hidden;padding:0px 3px 0px 3px;vertical-align:bottom;text-align:center;">79</td> <td data-sheets-numberformat='{"1":2,"2":"0","3":1}' data-sheets-value='{"1":3,"3":72}' style="overflow:hidden;padding:0px 3px 0px 3px;vertical-align:bottom;text-align:center;">72</td> <td data-sheets-numberformat='{"1":2,"2":"0","3":1}' data-sheets-value='{"1":3,"3":20}' style="border-right:1px solid #000000;overflow:hidden;padding:0px 3px 0px 3px;vertical-align:bottom;text-align:center;">20</td> </tr> <tr style="height:20px;"> <td style="border-left:1px solid #000000;overflow:hidden;padding:0px 3px 0px 3px;vertical-align:bottom;font-weight:bold;"></td> <td data-sheets-value='{"1":2,"2":"Double-walled"}' style="overflow:hidden;padding:0px 3px 0px 3px;vertical-align:bottom;font-weight:bold;">Double-walled</td> <td data-sheets-value='{"1":2,"2":"Clear (A/A)"}' style="border-right:1px solid #000000;overflow:hidden;padding:0px 3px 0px 3px;vertical-align:bottom;font-weight:bold;">Clear (A/A)</td> <td data-sheets-numberformat='{"1":2,"2":"0.00","3":1}' data-sheets-value='{"1":3,"3":2.9}' style="overflow:hidden;padding:0px 3px 0px 3px;vertical-align:bottom;text-align:center;">2.90</td> <td data-sheets-numberformat='{"1":2,"2":"0","3":1}' data-sheets-value='{"1":3,"3":77}' style="overflow:hidden;padding:0px 3px 0px 3px;vertical-align:bottom;text-align:center;">77</td> <td data-sheets-numberformat='{"1":2,"2":"0","3":1}' data-sheets-value='{"1":3,"3":69}' style="overflow:hidden;padding:0px 3px 0px 3px;vertical-align:bottom;text-align:center;">69</td> <td data-sheets-numberformat='{"1":2,"2":"0","3":1}' data-sheets-value='{"1":3,"3":20}' style="border-right:1px solid #000000;overflow:hidden;padding:0px 3px 0px 3px;vertical-align:bottom;text-align:center;">20</td> </tr> <tr style="height:20px;"> <td style="border-left:1px solid #000000;overflow:hidden;padding:0px 3px 0px 3px;vertical-align:bottom;font-weight:bold;"></td> <td data-sheets-value='{"1":2,"2":"Double-walled"}' style="overflow:hidden;padding:0px 3px 0px 3px;vertical-align:bottom;font-weight:bold;">Double-walled</td> <td data-sheets-value='{"1":2,"2":"Opal (A/O)"}' style="border-right:1px solid #000000;overflow:hidden;padding:0px 3px 0px 3px;vertical-align:bottom;font-weight:bold;">Opal (A/O)</td> <td data-sheets-numberformat='{"1":2,"2":"0.00","3":1}' data-sheets-value='{"1":3,"3":2.9}' style="overflow:hidden;padding:0px 3px 0px 3px;vertical-align:bottom;text-align:center;">2.90</td> <td data-sheets-numberformat='{"1":2,"2":"0","3":1}' data-sheets-value='{"1":3,"3":73}' style="overflow:hidden;padding:0px 3px 0px 3px;vertical-align:bottom;text-align:center;">73</td> <td data-sheets-numberformat='{"1":2,"2":"0","3":1}' data-sheets-value='{"1":3,"3":63}' style="overflow:hidden;padding:0px 3px 0px 3px;vertical-align:bottom;text-align:center;">63</td> <td data-sheets-numberformat='{"1":2,"2":"0","3":1}' data-sheets-value='{"1":3,"3":20}' style="border-right:1px solid #000000;overflow:hidden;padding:0px 3px 0px 3px;vertical-align:bottom;text-align:center;">20</td> </tr> <tr style="height:20px;"> <td style="border-left:1px solid #000000;overflow:hidden;padding:0px 3px 0px 3px;vertical-align:bottom;font-weight:bold;"></td> <td data-sheets-value='{"1":2,"2":"Double-walled"}' style="overflow:hidden;padding:0px 3px 0px 3px;vertical-align:bottom;font-weight:bold;">Double-walled</td> <td data-sheets-value='{"1":2,"2":"Opal (A/D)"}' style="border-right:1px solid #000000;overflow:hidden;padding:0px 3px 0px 3px;vertical-align:bottom;font-weight:bold;">Opal (A/D)</td> <td data-sheets-numberformat='{"1":2,"2":"0.00","3":1}' data-sheets-value='{"1":3,"3":2.9}' style="overflow:hidden;padding:0px 3px 0px 3px;vertical-align:bottom;text-align:center;">2.90</td> <td data-sheets-numberformat='{"1":2,"2":"0","3":1}' data-sheets-value='{"1":3,"3":51}' style="overflow:hidden;padding:0px 3px 0px 3px;vertical-align:bottom;text-align:center;">51</td> <td data-sheets-numberformat='{"1":2,"2":"0","3":1}' data-sheets-value='{"1":3,"3":50}' style="overflow:hidden;padding:0px 3px 0px 3px;vertical-align:bottom;text-align:center;">50</td> <td data-sheets-numberformat='{"1":2,"2":"0","3":1}' data-sheets-value='{"1":3,"3":20}' style="border-right:1px solid #000000;overflow:hidden;padding:0px 3px 0px 3px;vertical-align:bottom;text-align:center;">20</td> </tr> <tr style="height:20px;"> <td style="border-left:1px solid #000000;overflow:hidden;padding:0px 3px 0px 3px;vertical-align:bottom;font-weight:bold;"></td> <td data-sheets-value='{"1":2,"2":"Triple-walled"}' style="overflow:hidden;padding:0px 3px 0px 3px;vertical-align:bottom;font-weight:bold;">Triple-walled</td> <td data-sheets-value='{"1":2,"2":"Clear (A/H/H)"}' style="border-right:1px solid #000000;overflow:hidden;padding:0px 3px 0px 3px;vertical-align:bottom;font-weight:bold;">Clear (A/H/H)</td> <td data-sheets-numberformat='{"1":2,"2":"0.00","3":1}' data-sheets-value='{"1":3,"3":1.7}' style="overflow:hidden;padding:0px 3px 0px 3px;vertical-align:bottom;text-align:center;">1.70</td> <td data-sheets-numberformat='{"1":2,"2":"0","3":1}' data-sheets-value='{"1":3,"3":71}' style="overflow:hidden;padding:0px 3px 0px 3px;vertical-align:bottom;text-align:center;">71</td> <td data-sheets-numberformat='{"1":2,"2":"0","3":1}' data-sheets-value='{"1":3,"3":63}' style="overflow:hidden;padding:0px 3px 0px 3px;vertical-align:bottom;text-align:center;">63</td> <td data-sheets-numberformat='{"1":2,"2":"0","3":1}' data-sheets-value='{"1":3,"3":22}' style="border-right:1px solid #000000;overflow:hidden;padding:0px 3px 0px 3px;vertical-align:bottom;text-align:center;">22</td> </tr> <tr style="height:20px;"> <td style="border-left:1px solid #000000;overflow:hidden;padding:0px 3px 0px 3px;vertical-align:bottom;font-weight:bold;"></td> <td data-sheets-value='{"1":2,"2":"Triple-walled"}' style="overflow:hidden;padding:0px 3px 0px 3px;vertical-align:bottom;font-weight:bold;">Triple-walled</td> <td data-sheets-value='{"1":2,"2":"Opal (A/O/O)"}' style="border-right:1px solid #000000;overflow:hidden;padding:0px 3px 0px 3px;vertical-align:bottom;font-weight:bold;">Opal (A/O/O)</td> <td data-sheets-numberformat='{"1":2,"2":"0.00","3":1}' data-sheets-value='{"1":3,"3":1.7}' style="overflow:hidden;padding:0px 3px 0px 3px;vertical-align:bottom;text-align:center;">1.70</td> <td data-sheets-numberformat='{"1":2,"2":"0","3":1}' data-sheets-value='{"1":3,"3":61}' style="overflow:hidden;padding:0px 3px 0px 3px;vertical-align:bottom;text-align:center;">61</td> <td data-sheets-numberformat='{"1":2,"2":"0","3":1}' data-sheets-value='{"1":3,"3":48}' style="overflow:hidden;padding:0px 3px 0px 3px;vertical-align:bottom;text-align:center;">48</td> <td data-sheets-numberformat='{"1":2,"2":"0","3":1}' data-sheets-value='{"1":3,"3":22}' style="border-right:1px solid #000000;overflow:hidden;padding:0px 3px 0px 3px;vertical-align:bottom;text-align:center;">22</td> </tr> <tr style="height:20px;"> <td style="border-left:1px solid #000000;overflow:hidden;padding:0px 3px 0px 3px;vertical-align:bottom;font-weight:bold;"></td> <td data-sheets-value='{"1":2,"2":"Four-walled"}' style="overflow:hidden;padding:0px 3px 0px 3px;vertical-align:bottom;font-weight:bold;">Four-walled</td> <td data-sheets-value='{"1":2,"2":"Clear (A/H/H/H)"}' style="border-right:1px solid #000000;overflow:hidden;padding:0px 3px 0px 3px;vertical-align:bottom;font-weight:bold;">Clear (A/H/H/H)</td> <td data-sheets-numberformat='{"1":2,"2":"0.00","3":1}' data-sheets-value='{"1":3,"3":1.28}' style="overflow:hidden;padding:0px 3px 0px 3px;vertical-align:bottom;text-align:center;">1.28</td> <td data-sheets-numberformat='{"1":2,"2":"0","3":1}' data-sheets-value='{"1":3,"3":64}' style="overflow:hidden;padding:0px 3px 0px 3px;vertical-align:bottom;text-align:center;">64</td> <td data-sheets-numberformat='{"1":2,"2":"0","3":1}' data-sheets-value='{"1":3,"3":52}' style="overflow:hidden;padding:0px 3px 0px 3px;vertical-align:bottom;text-align:center;">52</td> <td data-sheets-numberformat='{"1":2,"2":"0","3":1}' data-sheets-value='{"1":3,"3":23}' style="border-right:1px solid #000000;overflow:hidden;padding:0px 3px 0px 3px;vertical-align:bottom;text-align:center;">23</td> </tr> <tr style="height:20px;"> <td style="border-bottom:1px solid #000000;border-left:1px solid #000000;overflow:hidden;padding:0px 3px 0px 3px;vertical-align:bottom;"></td> <td data-sheets-value='{"1":2,"2":"Four-walled"}' style="border-bottom:1px solid #000000;overflow:hidden;padding:0px 3px 0px 3px;vertical-align:bottom;font-weight:bold;">Four-walled</td> <td data-sheets-value='{"1":2,"2":"Opal (A/H/O/H)"}' style="border-right:1px solid #000000;border-bottom:1px solid #000000;overflow:hidden;padding:0px 3px 0px 3px;vertical-align:bottom;font-weight:bold;">Opal (A/H/O/H)</td> <td data-sheets-numberformat='{"1":2,"2":"0.00","3":1}' data-sheets-value='{"1":3,"3":1.28}' style="border-bottom:1px solid #000000;overflow:hidden;padding:0px 3px 0px 3px;vertical-align:bottom;text-align:center;">1.28</td> <td data-sheets-numberformat='{"1":2,"2":"0","3":1}' data-sheets-value='{"1":3,"3":59}' style="border-bottom:1px solid #000000;overflow:hidden;padding:0px 3px 0px 3px;vertical-align:bottom;text-align:center;">59</td> <td data-sheets-numberformat='{"1":2,"2":"0","3":1}' data-sheets-value='{"1":3,"3":46}' style="border-bottom:1px solid #000000;overflow:hidden;padding:0px 3px 0px 3px;vertical-align:bottom;text-align:center;">46</td> <td data-sheets-numberformat='{"1":2,"2":"0","3":1}' data-sheets-value='{"1":3,"3":23}' style="border-right:1px solid #000000;border-bottom:1px solid #000000;overflow:hidden;padding:0px 3px 0px 3px;vertical-align:bottom;text-align:center;">23</td> </tr> <tr style="height:20px;"> <td data-sheets-value='{"1":2,"2":"Polycarbonate"}' style="border-left:1px solid #000000;overflow:hidden;padding:0px 3px 0px 3px;vertical-align:bottom;font-weight:bold;">Polycarbonate</td> <td data-sheets-value='{"1":2,"2":"Single-walled"}' style="overflow:hidden;padding:0px 3px 0px 3px;vertical-align:bottom;font-weight:bold;">Single-walled</td> <td data-sheets-value='{"1":2,"2":"Heatstop Opal (T)"}' style="border-right:1px solid #000000;overflow:hidden;padding:0px 3px 0px 3px;vertical-align:bottom;font-weight:bold;">Heatstop Opal (T)</td> <td data-sheets-numberformat='{"1":2,"2":"0.00","3":1}' data-sheets-value='{"1":3,"3":5.17}' style="overflow:hidden;padding:0px 3px 0px 3px;vertical-align:bottom;text-align:center;">5.17</td> <td data-sheets-numberformat='{"1":2,"2":"0","3":1}' data-sheets-value='{"1":3,"3":49}' style="overflow:hidden;padding:0px 3px 0px 3px;vertical-align:bottom;text-align:center;">49</td> <td data-sheets-numberformat='{"1":2,"2":"0","3":1}' data-sheets-value='{"1":3,"3":59}' style="overflow:hidden;padding:0px 3px 0px 3px;vertical-align:bottom;text-align:center;">59</td> <td data-sheets-numberformat='{"1":2,"2":"0","3":1}' data-sheets-value='{"1":2,"2":"-"}' style="border-right:1px solid #000000;overflow:hidden;padding:0px 3px 0px 3px;vertical-align:bottom;text-align:center;">-</td> </tr> <tr style="height:20px;"> <td data-sheets-value='{"1":2,"2":"Heatstop PC"}' style="border-left:1px solid #000000;overflow:hidden;padding:0px 3px 0px 3px;vertical-align:bottom;font-weight:bold;">Heatstop PC</td> <td data-sheets-value='{"1":2,"2":"Double-walled"}' style="overflow:hidden;padding:0px 3px 0px 3px;vertical-align:bottom;font-weight:bold;">Double-walled</td> <td data-sheets-value='{"1":2,"2":"Clear (T/H)"}' style="border-right:1px solid #000000;overflow:hidden;padding:0px 3px 0px 3px;vertical-align:bottom;font-weight:bold;">Clear (T/H)</td> <td data-sheets-numberformat='{"1":2,"2":"0.00","3":1}' data-sheets-value='{"1":3,"3":2.9}' style="overflow:hidden;padding:0px 3px 0px 3px;vertical-align:bottom;text-align:center;">2.90</td> <td data-sheets-numberformat='{"1":2,"2":"0","3":1}' data-sheets-value='{"1":3,"3":44}' style="overflow:hidden;padding:0px 3px 0px 3px;vertical-align:bottom;text-align:center;">44</td> <td data-sheets-numberformat='{"1":2,"2":"0","3":1}' data-sheets-value='{"1":3,"3":51}' style="overflow:hidden;padding:0px 3px 0px 3px;vertical-align:bottom;text-align:center;">51</td> <td data-sheets-numberformat='{"1":2,"2":"0","3":1}' data-sheets-value='{"1":3,"3":20}' style="border-right:1px solid #000000;overflow:hidden;padding:0px 3px 0px 3px;vertical-align:bottom;text-align:center;">20</td> </tr> <tr style="height:20px;"> <td style="border-left:1px solid #000000;overflow:hidden;padding:0px 3px 0px 3px;vertical-align:bottom;font-weight:bold;"></td> <td data-sheets-value='{"1":2,"2":"Double-walled"}' style="overflow:hidden;padding:0px 3px 0px 3px;vertical-align:bottom;font-weight:bold;">Double-walled</td> <td data-sheets-value='{"1":2,"2":"Opal (T/O)"}' style="border-right:1px solid #000000;overflow:hidden;padding:0px 3px 0px 3px;vertical-align:bottom;font-weight:bold;">Opal (T/O)</td> <td data-sheets-numberformat='{"1":2,"2":"0.00","3":1}' data-sheets-value='{"1":3,"3":2.9}' style="overflow:hidden;padding:0px 3px 0px 3px;vertical-align:bottom;text-align:center;">2.90</td> <td data-sheets-numberformat='{"1":2,"2":"0","3":1}' data-sheets-value='{"1":3,"3":41}' style="overflow:hidden;padding:0px 3px 0px 3px;vertical-align:bottom;text-align:center;">41</td> <td data-sheets-numberformat='{"1":2,"2":"0","3":1}' data-sheets-value='{"1":3,"3":45}' style="overflow:hidden;padding:0px 3px 0px 3px;vertical-align:bottom;text-align:center;">45</td> <td data-sheets-numberformat='{"1":2,"2":"0","3":1}' data-sheets-value='{"1":3,"3":20}' style="border-right:1px solid #000000;overflow:hidden;padding:0px 3px 0px 3px;vertical-align:bottom;text-align:center;">20</td> </tr> <tr style="height:20px;"> <td style="border-left:1px solid #000000;overflow:hidden;padding:0px 3px 0px 3px;vertical-align:bottom;font-weight:bold;"></td> <td data-sheets-value='{"1":2,"2":"Triple-walled"}' style="overflow:hidden; | skylux-160-ce-met-koepel-en-metaalopstand-met-lm-motor-en-windvang-1300-x-2300-mm | 8586006888781 | 46872295309645
Smoke and heat exhaust (SHEV) | SHE system | Skylux | Skylux 160° CE with skylight and metal curb with LM-actuator and spoiler 1400 x 1400 mm |  | 50989 | 5412970509899 | 4313.65 | Yes | 30-45 | 91.79 | 1400 x 1400 mm | 1400 | 1400 |  | metal curb M30 (30 cm high) | Square | 5.17 W/m²K - 1.28 W/m²K | 87% - 32% | 90% - 32% | 20dB - 23dB | 160° CE (for industry) | skylight | with spoiler | E | Single actuator | Maximum four-walled skylight possible for this product | Ut-value LT-value g-value Rw-value EN 1873 : 2014 EN ISO 13468 EN 16153 EN 410 EN 410 EN ISO 140-3 Material Walls Shells (W/m²K) (%) (%) (dB) Acrylic Single-walled Clear (H) 5.17 90 87 - PMMA Single-walled Opal (O) 5.17 83 76 - Double-walled Clear (H/H) 2.90 81 75 20 Double-walled Opal (O/O) 2.90 69 58 20 Triple-walled Clear (H/H/H) 1.70 73 65 22 Triple-walled Opal (O/H/O) 1.70 62 51 22 Four-walled Clear (H/H/H/H) 1.28 64 54 23 Four-walled Opal (H/H/O/H) 1.28 59 48 23 Polycarbonate Single-walled Clear (A) 5.17 88 83 - PC Single-walled Opal (D) 5.17 58 60 - Double-walled Clear (A/H) 2.90 79 72 20 Double-walled Clear (A/A) 2.90 77 69 20 Double-walled Opal (A/O) 2.90 73 63 20 Double-walled Opal (A/D) 2.90 51 50 20 Triple-walled Clear (A/H/H) 1.70 71 63 22 Triple-walled Opal (A/O/O) 1.70 61 48 22 Four-walled Clear (A/H/H/H) 1.28 64 52 23 Four-walled Opal (A/H/O/H) 1.28 59 46 23 Polycarbonate Single-walled Heatstop Opal (T) 5.17 49 59 - Heatstop PC Double-walled Clear (T/H) 2.90 44 51 20 Double-walled Opal (T/O) 2.90 41 45 20 Triple-walled Clear (T/H/H) 1.70 40 <td data-sheets-numberformat='{"1":2,"2":"0","3":1}' data-sheets-value='{"1":3,"3":44}' style="overflow:hidden;paddin | https://skylux.eu/en/products/skylux-160-ce-met-koepel-en-metaalopstand-met-lm-motor-en-windvang-1400-x-1400-mm | https://skylux.eu/cdn/shop/files/Skylux-160deg-CE-met-koepel-en-metaalopstand-met-LM-motor-en-windvang-1400-x-1400-mm-RWA-systeem.jpg?v=1702977648&width=1600 | https://skylux.eu/cdn/shop/files/e5a82811-1bb0-48e4-a776-cacb59c7c092_04a94ac2-8910-492b-82b1-0e09083168e4.jpg?v=1688550429&width=1600 | //skylux.eu/cdn/shop/files/E_MH_Mounting_instructions_Skylux_160_CE_LM.pdf?v=12406716259046007223 | //skylux.eu/cdn/shop/files/E_TD_Technical_File_Skylux_Skylux_160_CE_Electric.pdf?v=3667116872303399239 | <style type="text/css" id="isPasted"> <!--td { border: 1px solid #cccccc; } br { mso-data-placement: same-cell; } --> </style> <table border="1" cellpadding="0" cellspacing="0" dir="ltr" style="table-layout:fixed;font-size:10pt;font-family:Arial;border-collapse:collapse;border:none;"><tbody> <tr style="height:20px;"> <td style="overflow:hidden;padding:0px 3px 0px 3px;vertical-align:bottom;"></td> <td style="overflow:hidden;padding:0px 3px 0px 3px;vertical-align:bottom;"></td> <td style="overflow:hidden;padding:0px 3px 0px 3px;vertical-align:bottom;"></td> <td data-sheets-value='{"1":2,"2":"Ut-value"}' style="overflow:hidden;padding:0px 3px 0px 3px;vertical-align:bottom;font-weight:bold;text-align:center;">Ut-value</td> <td data-sheets-value='{"1":2,"2":"LT-value"}' style="overflow:hidden;padding:0px 3px 0px 3px;vertical-align:bottom;font-weight:bold;text-align:center;">LT-value</td> <td data-sheets-value='{"1":2,"2":"g-value"}' style="overflow:hidden;padding:0px 3px 0px 3px;vertical-align:bottom;font-weight:bold;text-align:center;">g-value</td> <td data-sheets-value='{"1":2,"2":"Rw-value "}' style="overflow:hidden;padding:0px 3px 0px 3px;vertical-align:bottom;font-weight:bold;text-align:center;">Rw-value </td> </tr> <tr style="height:20px;"> <td style="overflow:hidden;padding:0px 3px 0px 3px;vertical-align:bottom;"></td> <td style="overflow:hidden;padding:0px 3px 0px 3px;vertical-align:bottom;"></td> <td style="overflow:hidden;padding:0px 3px 0px 3px;vertical-align:bottom;"></td> <td data-sheets-numberformat='{"1":2,"2":"0.00","3":1}' data-sheets-value='{"1":2,"2":"EN 1873 : 2014"}' style="overflow:hidden;padding:0px 3px 0px 3px;vertical-align:bottom;text-align:center;">EN 1873 : 2014</td> <td data-sheets-numberformat='{"1":2,"2":"0","3":1}' data-sheets-value='{"1":2,"2":"EN ISO 13468 EN 16153 EN 410"}' style="overflow:hidden;padding:0px 3px 0px 3px;vertical-align:bottom;text-align:center;">EN ISO 13468 EN 16153 EN 410</td> <td data-sheets-numberformat='{"1":2,"2":"0","3":1}' data-sheets-value='{"1":2,"2":"EN 410"}' style="overflow:hidden;padding:0px 3px 0px 3px;vertical-align:bottom;text-align:center;">EN 410</td> <td data-sheets-value='{"1":2,"2":"EN ISO 140-3\t\t"}' style="overflow:hidden;padding:0px 3px 0px 3px;vertical-align:bottom;text-align:center;">EN ISO 140-3 </td> </tr> <tr style="height:20px;"> <td data-sheets-value='{"1":2,"2":"Material"}' style="border-bottom:1px solid #000000;overflow:hidden;padding:0px 3px 0px 3px;vertical-align:bottom;background-color:#000000;font-weight:bold;color:#ffffff;">Material</td> <td data-sheets-value='{"1":2,"2":"Walls"}' style="border-bottom:1px solid #000000;overflow:hidden;padding:0px 3px 0px 3px;vertical-align:bottom;background-color:#000000;font-weight:bold;color:#ffffff;">Walls</td> <td data-sheets-value='{"1":2,"2":"Shells"}' style="border-bottom:1px solid #000000;overflow:hidden;padding:0px 3px 0px 3px;vertical-align:bottom;background-color:#000000;font-weight:bold;color:#ffffff;">Shells</td> <td data-sheets-numberformat='{"1":2,"2":"0.00","3":1}' data-sheets-value='{"1":2,"2":"(W/m²K)\t"}' style="border-bottom:1px solid #000000;overflow:hidden;padding:0px 3px 0px 3px;vertical-align:bottom;background-color:#000000;font-weight:bold;color:#ffffff;text-align:center;">(W/m²K) </td> <td data-sheets-numberformat='{"1":2,"2":"0","3":1}' data-sheets-value='{"1":2,"2":"(%)"}' style="border-bottom:1px solid #000000;overflow:hidden;padding:0px 3px 0px 3px;vertical-align:bottom;background-color:#000000;font-weight:bold;color:#ffffff;text-align:center;">(%)</td> <td data-sheets-numberformat='{"1":2,"2":"0","3":1}' data-sheets-value='{"1":2,"2":"(%)"}' style="border-bottom:1px solid #000000;overflow:hidden;padding:0px 3px 0px 3px;vertical-align:bottom;background-color:#000000;font-weight:bold;color:#ffffff;text-align:center;">(%)</td> <td data-sheets-value='{"1":2,"2":"(dB)"}' style="border-bottom:1px solid #000000;overflow:hidden;padding:0px 3px 0px 3px;vertical-align:bottom;background-color:#000000;font-weight:bold;color:#ffffff;text-align:center;">(dB)</td> </tr> <tr style="height:20px;"> <td data-sheets-value='{"1":2,"2":"Acrylic"}' style="border-left:1px solid #000000;overflow:hidden;padding:0px 3px 0px 3px;vertical-align:bottom;font-weight:bold;">Acrylic</td> <td data-sheets-value='{"1":2,"2":"Single-walled"}' style="overflow:hidden;padding:0px 3px 0px 3px;vertical-align:bottom;font-weight:bold;">Single-walled</td> <td data-sheets-value='{"1":2,"2":"Clear (H)"}' style="border-right:1px solid #000000;overflow:hidden;padding:0px 3px 0px 3px;vertical-align:bottom;font-weight:bold;">Clear (H)</td> <td data-sheets-numberformat='{"1":2,"2":"0.00","3":1}' data-sheets-value='{"1":3,"3":5.17}' style="overflow:hidden;padding:0px 3px 0px 3px;vertical-align:bottom;text-align:center;">5.17</td> <td data-sheets-numberformat='{"1":2,"2":"0","3":1}' data-sheets-value='{"1":3,"3":90}' style="overflow:hidden;padding:0px 3px 0px 3px;vertical-align:bottom;text-align:center;">90</td> <td data-sheets-numberformat='{"1":2,"2":"0","3":1}' data-sheets-value='{"1":3,"3":87}' style="overflow:hidden;padding:0px 3px 0px 3px;vertical-align:bottom;text-align:center;">87</td> <td data-sheets-numberformat='{"1":2,"2":"0","3":1}' data-sheets-value='{"1":2,"2":"-"}' style="border-right:1px solid #000000;overflow:hidden;padding:0px 3px 0px 3px;vertical-align:bottom;text-align:center;">-</td> </tr> <tr style="height:20px;"> <td data-sheets-value='{"1":2,"2":"PMMA"}' style="border-left:1px solid #000000;overflow:hidden;padding:0px 3px 0px 3px;vertical-align:bottom;font-weight:bold;">PMMA</td> <td data-sheets-value='{"1":2,"2":"Single-walled"}' style="overflow:hidden;padding:0px 3px 0px 3px;vertical-align:bottom;font-weight:bold;">Single-walled</td> <td data-sheets-value='{"1":2,"2":"Opal (O)"}' style="border-right:1px solid #000000;overflow:hidden;padding:0px 3px 0px 3px;vertical-align:bottom;font-weight:bold;">Opal (O)</td> <td data-sheets-numberformat='{"1":2,"2":"0.00","3":1}' data-sheets-value='{"1":3,"3":5.17}' style="overflow:hidden;padding:0px 3px 0px 3px;vertical-align:bottom;text-align:center;">5.17</td> <td data-sheets-numberformat='{"1":2,"2":"0","3":1}' data-sheets-value='{"1":3,"3":83}' style="overflow:hidden;padding:0px 3px 0px 3px;vertical-align:bottom;text-align:center;">83</td> <td data-sheets-numberformat='{"1":2,"2":"0","3":1}' data-sheets-value='{"1":3,"3":76}' style="overflow:hidden;padding:0px 3px 0px 3px;vertical-align:bottom;text-align:center;">76</td> <td data-sheets-numberformat='{"1":2,"2":"0","3":1}' data-sheets-value='{"1":2,"2":"-"}' style="border-right:1px solid #000000;overflow:hidden;padding:0px 3px 0px 3px;vertical-align:bottom;text-align:center;">-</td> </tr> <tr style="height:20px;"> <td style="border-left:1px solid #000000;overflow:hidden;padding:0px 3px 0px 3px;vertical-align:bottom;font-weight:bold;"></td> <td data-sheets-value='{"1":2,"2":"Double-walled"}' style="overflow:hidden;padding:0px 3px 0px 3px;vertical-align:bottom;font-weight:bold;">Double-walled</td> <td data-sheets-value='{"1":2,"2":"Clear (H/H)"}' style="border-right:1px solid #000000;overflow:hidden;padding:0px 3px 0px 3px;vertical-align:bottom;font-weight:bold;">Clear (H/H)</td> <td data-sheets-numberformat='{"1":2,"2":"0.00","3":1}' data-sheets-value='{"1":3,"3":2.9}' style="overflow:hidden;padding:0px 3px 0px 3px;vertical-align:bottom;text-align:center;">2.90</td> <td data-sheets-numberformat='{"1":2,"2":"0","3":1}' data-sheets-value='{"1":3,"3":81}' style="overflow:hidden;padding:0px 3px 0px 3px;vertical-align:bottom;text-align:center;">81</td> <td data-sheets-numberformat='{"1":2,"2":"0","3":1}' data-sheets-value='{"1":3,"3":75}' style="overflow:hidden;padding:0px 3px 0px 3px;vertical-align:bottom;text-align:center;">75</td> <td data-sheets-numberformat='{"1":2,"2":"0","3":1}' data-sheets-value='{"1":3,"3":20}' style="border-right:1px solid #000000;overflow:hidden;padding:0px 3px 0px 3px;vertical-align:bottom;text-align:center;">20</td> </tr> <tr style="height:20px;"> <td style="border-left:1px solid #000000;overflow:hidden;padding:0px 3px 0px 3px;vertical-align:bottom;font-weight:bold;"></td> <td data-sheets-value='{"1":2,"2":"Double-walled"}' style="overflow:hidden;padding:0px 3px 0px 3px;vertical-align:bottom;font-weight:bold;">Double-walled</td> <td data-sheets-value='{"1":2,"2":"Opal (O/O)"}' style="border-right:1px solid #000000;overflow:hidden;padding:0px 3px 0px 3px;vertical-align:bottom;font-weight:bold;">Opal (O/O)</td> <td data-sheets-numberformat='{"1":2,"2":"0.00","3":1}' data-sheets-value='{"1":3,"3":2.9}' style="overflow:hidden;padding:0px 3px 0px 3px;vertical-align:bottom;text-align:center;">2.90</td> <td data-sheets-numberformat='{"1":2,"2":"0","3":1}' data-sheets-value='{"1":3,"3":69}' style="overflow:hidden;padding:0px 3px 0px 3px;vertical-align:bottom;text-align:center;">69</td> <td data-sheets-numberformat='{"1":2,"2":"0","3":1}' data-sheets-value='{"1":3,"3":58}' style="overflow:hidden;padding:0px 3px 0px 3px;vertical-align:bottom;text-align:center;">58</td> <td data-sheets-numberformat='{"1":2,"2":"0","3":1}' data-sheets-value='{"1":3,"3":20}' style="border-right:1px solid #000000;overflow:hidden;padding:0px 3px 0px 3px;vertical-align:bottom;text-align:center;">20</td> </tr> <tr style="height:20px;"> <td style="border-left:1px solid #000000;overflow:hidden;padding:0px 3px 0px 3px;vertical-align:bottom;font-weight:bold;"></td> <td data-sheets-value='{"1":2,"2":"Triple-walled"}' style="overflow:hidden;padding:0px 3px 0px 3px;vertical-align:bottom;font-weight:bold;">Triple-walled</td> <td data-sheets-value='{"1":2,"2":"Clear (H/H/H)"}' style="border-right:1px solid #000000;overflow:hidden;padding:0px 3px 0px 3px;vertical-align:bottom;font-weight:bold;">Clear (H/H/H)</td> <td data-sheets-numberformat='{"1":2,"2":"0.00","3":1}' data-sheets-value='{"1":3,"3":1.7}' style="overflow:hidden;padding:0px 3px 0px 3px;vertical-align:bottom;text-align:center;">1.70</td> <td data-sheets-numberformat='{"1":2,"2":"0","3":1}' data-sheets-value='{"1":3,"3":73}' style="overflow:hidden;padding:0px 3px 0px 3px;vertical-align:bottom;text-align:center;">73</td> <td data-sheets-numberformat='{"1":2,"2":"0","3":1}' data-sheets-value='{"1":3,"3":65}' style="overflow:hidden;padding:0px 3px 0px 3px;vertical-align:bottom;text-align:center;">65</td> <td data-sheets-numberformat='{"1":2,"2":"0","3":1}' data-sheets-value='{"1":3,"3":22}' style="border-right:1px solid #000000;overflow:hidden;padding:0px 3px 0px 3px;vertical-align:bottom;text-align:center;">22</td> </tr> <tr style="height:20px;"> <td style="border-left:1px solid #000000;overflow:hidden;padding:0px 3px 0px 3px;vertical-align:bottom;font-weight:bold;"></td> <td data-sheets-value='{"1":2,"2":"Triple-walled"}' style="overflow:hidden;padding:0px 3px 0px 3px;vertical-align:bottom;font-weight:bold;">Triple-walled</td> <td data-sheets-value='{"1":2,"2":"Opal (O/H/O)"}' style="border-right:1px solid #000000;overflow:hidden;padding:0px 3px 0px 3px;vertical-align:bottom;font-weight:bold;">Opal (O/H/O)</td> <td data-sheets-numberformat='{"1":2,"2":"0.00","3":1}' data-sheets-value='{"1":3,"3":1.7}' style="overflow:hidden;padding:0px 3px 0px 3px;vertical-align:bottom;text-align:center;">1.70</td> <td data-sheets-numberformat='{"1":2,"2":"0","3":1}' data-sheets-value='{"1":3,"3":62}' style="overflow:hidden;padding:0px 3px 0px 3px;vertical-align:bottom;text-align:center;">62</td> <td data-sheets-numberformat='{"1":2,"2":"0","3":1}' data-sheets-value='{"1":3,"3":51}' style="overflow:hidden;padding:0px 3px 0px 3px;vertical-align:bottom;text-align:center;">51</td> <td data-sheets-numberformat='{"1":2,"2":"0","3":1}' data-sheets-value='{"1":3,"3":22}' style="border-right:1px solid #000000;overflow:hidden;padding:0px 3px 0px 3px;vertical-align:bottom;text-align:center;">22</td> </tr> <tr style="height:20px;"> <td style="border-left:1px solid #000000;overflow:hidden;padding:0px 3px 0px 3px;vertical-align:bottom;font-weight:bold;"></td> <td data-sheets-value='{"1":2,"2":"Four-walled"}' style="overflow:hidden;padding:0px 3px 0px 3px;vertical-align:bottom;font-weight:bold;">Four-walled</td> <td data-sheets-value='{"1":2,"2":"Clear (H/H/H/H)"}' style="border-right:1px solid #000000;overflow:hidden;padding:0px 3px 0px 3px;vertical-align:bottom;font-weight:bold;">Clear (H/H/H/H)</td> <td data-sheets-numberformat='{"1":2,"2":"0.00","3":1}' data-sheets-value='{"1":3,"3":1.28}' style="overflow:hidden;padding:0px 3px 0px 3px;vertical-align:bottom;text-align:center;">1.28</td> <td data-sheets-numberformat='{"1":2,"2":"0","3":1}' data-sheets-value='{"1":3,"3":64}' style="overflow:hidden;padding:0px 3px 0px 3px;vertical-align:bottom;text-align:center;">64</td> <td data-sheets-numberformat='{"1":2,"2":"0","3":1}' data-sheets-value='{"1":3,"3":54}' style="overflow:hidden;padding:0px 3px 0px 3px;vertical-align:bottom;text-align:center;">54</td> <td data-sheets-numberformat='{"1":2,"2":"0","3":1}' data-sheets-value='{"1":3,"3":23}' style="border-right:1px solid #000000;overflow:hidden;padding:0px 3px 0px 3px;vertical-align:bottom;text-align:center;">23</td> </tr> <tr style="height:20px;"> <td style="border-bottom:1px solid #000000;border-left:1px solid #000000;overflow:hidden;padding:0px 3px 0px 3px;vertical-align:bottom;"></td> <td data-sheets-value='{"1":2,"2":"Four-walled"}' style="border-bottom:1px solid #000000;overflow:hidden;padding:0px 3px 0px 3px;vertical-align:bottom;font-weight:bold;">Four-walled</td> <td data-sheets-value='{"1":2,"2":"Opal (H/H/O/H)"}' style="border-right:1px solid #000000;border-bottom:1px solid #000000;overflow:hidden;padding:0px 3px 0px 3px;vertical-align:bottom;font-weight:bold;">Opal (H/H/O/H)</td> <td data-sheets-numberformat='{"1":2,"2":"0.00","3":1}' data-sheets-value='{"1":3,"3":1.28}' style="border-bottom:1px solid #000000;overflow:hidden;padding:0px 3px 0px 3px;vertical-align:bottom;text-align:center;">1.28</td> <td data-sheets-numberformat='{"1":2,"2":"0","3":1}' data-sheets-value='{"1":3,"3":59}' style="border-bottom:1px solid #000000;overflow:hidden;padding:0px 3px 0px 3px;vertical-align:bottom;text-align:center;">59</td> <td data-sheets-numberformat='{"1":2,"2":"0","3":1}' data-sheets-value='{"1":3,"3":48}' style="border-bottom:1px solid #000000;overflow:hidden;padding:0px 3px 0px 3px;vertical-align:bottom;text-align:center;">48</td> <td data-sheets-numberformat='{"1":2,"2":"0","3":1}' data-sheets-value='{"1":3,"3":23}' style="border-right:1px solid #000000;border-bottom:1px solid #000000;overflow:hidden;padding:0px 3px 0px 3px;vertical-align:bottom;text-align:center;">23</td> </tr> <tr style="height:20px;"> <td data-sheets-value='{"1":2,"2":"Polycarbonate "}' style="border-left:1px solid #000000;overflow:hidden;padding:0px 3px 0px 3px;vertical-align:bottom;font-weight:bold;">Polycarbonate </td> <td data-sheets-value='{"1":2,"2":"Single-walled"}' style="overflow:hidden;padding:0px 3px 0px 3px;vertical-align:bottom;font-weight:bold;">Single-walled</td> <td data-sheets-value='{"1":2,"2":"Clear (A)"}' style="border-right:1px solid #000000;overflow:hidden;padding:0px 3px 0px 3px;vertical-align:bottom;font-weight:bold;">Clear (A)</td> <td data-sheets-numberformat='{"1":2,"2":"0.00","3":1}' data-sheets-value='{"1":3,"3":5.17}' style="overflow:hidden;padding:0px 3px 0px 3px;vertical-align:bottom;text-align:center;">5.17</td> <td data-sheets-numberformat='{"1":2,"2":"0","3":1}' data-sheets-value='{"1":3,"3":88}' style="overflow:hidden;padding:0px 3px 0px 3px;vertical-align:bottom;text-align:center;">88</td> <td data-sheets-numberformat='{"1":2,"2":"0","3":1}' data-sheets-value='{"1":3,"3":83}' style="overflow:hidden;padding:0px 3px 0px 3px;vertical-align:bottom;text-align:center;">83</td> <td data-sheets-numberformat='{"1":2,"2":"0","3":1}' data-sheets-value='{"1":2,"2":"-"}' style="border-right:1px solid #000000;overflow:hidden;padding:0px 3px 0px 3px;vertical-align:bottom;text-align:center;">-</td> </tr> <tr style="height:20px;"> <td data-sheets-value='{"1":2,"2":"PC"}' style="border-left:1px solid #000000;overflow:hidden;padding:0px 3px 0px 3px;vertical-align:bottom;font-weight:bold;">PC</td> <td data-sheets-value='{"1":2,"2":"Single-walled"}' style="overflow:hidden;padding:0px 3px 0px 3px;vertical-align:bottom;font-weight:bold;">Single-walled</td> <td data-sheets-value='{"1":2,"2":"Opal (D)"}' style="border-right:1px solid #000000;overflow:hidden;padding:0px 3px 0px 3px;vertical-align:bottom;font-weight:bold;">Opal (D)</td> <td data-sheets-numberformat='{"1":2,"2":"0.00","3":1}' data-sheets-value='{"1":3,"3":5.17}' style="overflow:hidden;padding:0px 3px 0px 3px;vertical-align:bottom;text-align:center;">5.17</td> <td data-sheets-numberformat='{"1":2,"2":"0","3":1}' data-sheets-value='{"1":3,"3":58}' style="overflow:hidden;padding:0px 3px 0px 3px;vertical-align:bottom;text-align:center;">58</td> <td data-sheets-numberformat='{"1":2,"2":"0","3":1}' data-sheets-value='{"1":3,"3":60}' style="overflow:hidden;padding:0px 3px 0px 3px;vertical-align:bottom;text-align:center;">60</td> <td data-sheets-numberformat='{"1":2,"2":"0","3":1}' data-sheets-value='{"1":2,"2":"-"}' style="border-right:1px solid #000000;overflow:hidden;padding:0px 3px 0px 3px;vertical-align:bottom;text-align:center;">-</td> </tr> <tr style="height:20px;"> <td style="border-left:1px solid #000000;overflow:hidden;padding:0px 3px 0px 3px;vertical-align:bottom;font-weight:bold;"></td> <td data-sheets-value='{"1":2,"2":"Double-walled"}' style="overflow:hidden;padding:0px 3px 0px 3px;vertical-align:bottom;font-weight:bold;">Double-walled</td> <td data-sheets-value='{"1":2,"2":"Clear (A/H)"}' style="border-right:1px solid #000000;overflow:hidden;padding:0px 3px 0px 3px;vertical-align:bottom;font-weight:bold;">Clear (A/H)</td> <td data-sheets-numberformat='{"1":2,"2":"0.00","3":1}' data-sheets-value='{"1":3,"3":2.9}' style="overflow:hidden;padding:0px 3px 0px 3px;vertical-align:bottom;text-align:center;">2.90</td> <td data-sheets-numberformat='{"1":2,"2":"0","3":1}' data-sheets-value='{"1":3,"3":79}' style="overflow:hidden;padding:0px 3px 0px 3px;vertical-align:bottom;text-align:center;">79</td> <td data-sheets-numberformat='{"1":2,"2":"0","3":1}' data-sheets-value='{"1":3,"3":72}' style="overflow:hidden;padding:0px 3px 0px 3px;vertical-align:bottom;text-align:center;">72</td> <td data-sheets-numberformat='{"1":2,"2":"0","3":1}' data-sheets-value='{"1":3,"3":20}' style="border-right:1px solid #000000;overflow:hidden;padding:0px 3px 0px 3px;vertical-align:bottom;text-align:center;">20</td> </tr> <tr style="height:20px;"> <td style="border-left:1px solid #000000;overflow:hidden;padding:0px 3px 0px 3px;vertical-align:bottom;font-weight:bold;"></td> <td data-sheets-value='{"1":2,"2":"Double-walled"}' style="overflow:hidden;padding:0px 3px 0px 3px;vertical-align:bottom;font-weight:bold;">Double-walled</td> <td data-sheets-value='{"1":2,"2":"Clear (A/A)"}' style="border-right:1px solid #000000;overflow:hidden;padding:0px 3px 0px 3px;vertical-align:bottom;font-weight:bold;">Clear (A/A)</td> <td data-sheets-numberformat='{"1":2,"2":"0.00","3":1}' data-sheets-value='{"1":3,"3":2.9}' style="overflow:hidden;padding:0px 3px 0px 3px;vertical-align:bottom;text-align:center;">2.90</td> <td data-sheets-numberformat='{"1":2,"2":"0","3":1}' data-sheets-value='{"1":3,"3":77}' style="overflow:hidden;padding:0px 3px 0px 3px;vertical-align:bottom;text-align:center;">77</td> <td data-sheets-numberformat='{"1":2,"2":"0","3":1}' data-sheets-value='{"1":3,"3":69}' style="overflow:hidden;padding:0px 3px 0px 3px;vertical-align:bottom;text-align:center;">69</td> <td data-sheets-numberformat='{"1":2,"2":"0","3":1}' data-sheets-value='{"1":3,"3":20}' style="border-right:1px solid #000000;overflow:hidden;padding:0px 3px 0px 3px;vertical-align:bottom;text-align:center;">20</td> </tr> <tr style="height:20px;"> <td style="border-left:1px solid #000000;overflow:hidden;padding:0px 3px 0px 3px;vertical-align:bottom;font-weight:bold;"></td> <td data-sheets-value='{"1":2,"2":"Double-walled"}' style="overflow:hidden;padding:0px 3px 0px 3px;vertical-align:bottom;font-weight:bold;">Double-walled</td> <td data-sheets-value='{"1":2,"2":"Opal (A/O)"}' style="border-right:1px solid #000000;overflow:hidden;padding:0px 3px 0px 3px;vertical-align:bottom;font-weight:bold;">Opal (A/O)</td> <td data-sheets-numberformat='{"1":2,"2":"0.00","3":1}' data-sheets-value='{"1":3,"3":2.9}' style="overflow:hidden;padding:0px 3px 0px 3px;vertical-align:bottom;text-align:center;">2.90</td> <td data-sheets-numberformat='{"1":2,"2":"0","3":1}' data-sheets-value='{"1":3,"3":73}' style="overflow:hidden;padding:0px 3px 0px 3px;vertical-align:bottom;text-align:center;">73</td> <td data-sheets-numberformat='{"1":2,"2":"0","3":1}' data-sheets-value='{"1":3,"3":63}' style="overflow:hidden;padding:0px 3px 0px 3px;vertical-align:bottom;text-align:center;">63</td> <td data-sheets-numberformat='{"1":2,"2":"0","3":1}' data-sheets-value='{"1":3,"3":20}' style="border-right:1px solid #000000;overflow:hidden;padding:0px 3px 0px 3px;vertical-align:bottom;text-align:center;">20</td> </tr> <tr style="height:20px;"> <td style="border-left:1px solid #000000;overflow:hidden;padding:0px 3px 0px 3px;vertical-align:bottom;font-weight:bold;"></td> <td data-sheets-value='{"1":2,"2":"Double-walled"}' style="overflow:hidden;padding:0px 3px 0px 3px;vertical-align:bottom;font-weight:bold;">Double-walled</td> <td data-sheets-value='{"1":2,"2":"Opal (A/D)"}' style="border-right:1px solid #000000;overflow:hidden;padding:0px 3px 0px 3px;vertical-align:bottom;font-weight:bold;">Opal (A/D)</td> <td data-sheets-numberformat='{"1":2,"2":"0.00","3":1}' data-sheets-value='{"1":3,"3":2.9}' style="overflow:hidden;padding:0px 3px 0px 3px;vertical-align:bottom;text-align:center;">2.90</td> <td data-sheets-numberformat='{"1":2,"2":"0","3":1}' data-sheets-value='{"1":3,"3":51}' style="overflow:hidden;padding:0px 3px 0px 3px;vertical-align:bottom;text-align:center;">51</td> <td data-sheets-numberformat='{"1":2,"2":"0","3":1}' data-sheets-value='{"1":3,"3":50}' style="overflow:hidden;padding:0px 3px 0px 3px;vertical-align:bottom;text-align:center;">50</td> <td data-sheets-numberformat='{"1":2,"2":"0","3":1}' data-sheets-value='{"1":3,"3":20}' style="border-right:1px solid #000000;overflow:hidden;padding:0px 3px 0px 3px;vertical-align:bottom;text-align:center;">20</td> </tr> <tr style="height:20px;"> <td style="border-left:1px solid #000000;overflow:hidden;padding:0px 3px 0px 3px;vertical-align:bottom;font-weight:bold;"></td> <td data-sheets-value='{"1":2,"2":"Triple-walled"}' style="overflow:hidden;padding:0px 3px 0px 3px;vertical-align:bottom;font-weight:bold;">Triple-walled</td> <td data-sheets-value='{"1":2,"2":"Clear (A/H/H)"}' style="border-right:1px solid #000000;overflow:hidden;padding:0px 3px 0px 3px;vertical-align:bottom;font-weight:bold;">Clear (A/H/H)</td> <td data-sheets-numberformat='{"1":2,"2":"0.00","3":1}' data-sheets-value='{"1":3,"3":1.7}' style="overflow:hidden;padding:0px 3px 0px 3px;vertical-align:bottom;text-align:center;">1.70</td> <td data-sheets-numberformat='{"1":2,"2":"0","3":1}' data-sheets-value='{"1":3,"3":71}' style="overflow:hidden;padding:0px 3px 0px 3px;vertical-align:bottom;text-align:center;">71</td> <td data-sheets-numberformat='{"1":2,"2":"0","3":1}' data-sheets-value='{"1":3,"3":63}' style="overflow:hidden;padding:0px 3px 0px 3px;vertical-align:bottom;text-align:center;">63</td> <td data-sheets-numberformat='{"1":2,"2":"0","3":1}' data-sheets-value='{"1":3,"3":22}' style="border-right:1px solid #000000;overflow:hidden;padding:0px 3px 0px 3px;vertical-align:bottom;text-align:center;">22</td> </tr> <tr style="height:20px;"> <td style="border-left:1px solid #000000;overflow:hidden;padding:0px 3px 0px 3px;vertical-align:bottom;font-weight:bold;"></td> <td data-sheets-value='{"1":2,"2":"Triple-walled"}' style="overflow:hidden;padding:0px 3px 0px 3px;vertical-align:bottom;font-weight:bold;">Triple-walled</td> <td data-sheets-value='{"1":2,"2":"Opal (A/O/O)"}' style="border-right:1px solid #000000;overflow:hidden;padding:0px 3px 0px 3px;vertical-align:bottom;font-weight:bold;">Opal (A/O/O)</td> <td data-sheets-numberformat='{"1":2,"2":"0.00","3":1}' data-sheets-value='{"1":3,"3":1.7}' style="overflow:hidden;padding:0px 3px 0px 3px;vertical-align:bottom;text-align:center;">1.70</td> <td data-sheets-numberformat='{"1":2,"2":"0","3":1}' data-sheets-value='{"1":3,"3":61}' style="overflow:hidden;padding:0px 3px 0px 3px;vertical-align:bottom;text-align:center;">61</td> <td data-sheets-numberformat='{"1":2,"2":"0","3":1}' data-sheets-value='{"1":3,"3":48}' style="overflow:hidden;padding:0px 3px 0px 3px;vertical-align:bottom;text-align:center;">48</td> <td data-sheets-numberformat='{"1":2,"2":"0","3":1}' data-sheets-value='{"1":3,"3":22}' style="border-right:1px solid #000000;overflow:hidden;padding:0px 3px 0px 3px;vertical-align:bottom;text-align:center;">22</td> </tr> <tr style="height:20px;"> <td style="border-left:1px solid #000000;overflow:hidden;padding:0px 3px 0px 3px;vertical-align:bottom;font-weight:bold;"></td> <td data-sheets-value='{"1":2,"2":"Four-walled"}' style="overflow:hidden;padding:0px 3px 0px 3px;vertical-align:bottom;font-weight:bold;">Four-walled</td> <td data-sheets-value='{"1":2,"2":"Clear (A/H/H/H)"}' style="border-right:1px solid #000000;overflow:hidden;padding:0px 3px 0px 3px;vertical-align:bottom;font-weight:bold;">Clear (A/H/H/H)</td> <td data-sheets-numberformat='{"1":2,"2":"0.00","3":1}' data-sheets-value='{"1":3,"3":1.28}' style="overflow:hidden;padding:0px 3px 0px 3px;vertical-align:bottom;text-align:center;">1.28</td> <td data-sheets-numberformat='{"1":2,"2":"0","3":1}' data-sheets-value='{"1":3,"3":64}' style="overflow:hidden;padding:0px 3px 0px 3px;vertical-align:bottom;text-align:center;">64</td> <td data-sheets-numberformat='{"1":2,"2":"0","3":1}' data-sheets-value='{"1":3,"3":52}' style="overflow:hidden;padding:0px 3px 0px 3px;vertical-align:bottom;text-align:center;">52</td> <td data-sheets-numberformat='{"1":2,"2":"0","3":1}' data-sheets-value='{"1":3,"3":23}' style="border-right:1px solid #000000;overflow:hidden;padding:0px 3px 0px 3px;vertical-align:bottom;text-align:center;">23</td> </tr> <tr style="height:20px;"> <td style="border-bottom:1px solid #000000;border-left:1px solid #000000;overflow:hidden;padding:0px 3px 0px 3px;vertical-align:bottom;"></td> <td data-sheets-value='{"1":2,"2":"Four-walled"}' style="border-bottom:1px solid #000000;overflow:hidden;padding:0px 3px 0px 3px;vertical-align:bottom;font-weight:bold;">Four-walled</td> <td data-sheets-value='{"1":2,"2":"Opal (A/H/O/H)"}' style="border-right:1px solid #000000;border-bottom:1px solid #000000;overflow:hidden;padding:0px 3px 0px 3px;vertical-align:bottom;font-weight:bold;">Opal (A/H/O/H)</td> <td data-sheets-numberformat='{"1":2,"2":"0.00","3":1}' data-sheets-value='{"1":3,"3":1.28}' style="border-bottom:1px solid #000000;overflow:hidden;padding:0px 3px 0px 3px;vertical-align:bottom;text-align:center;">1.28</td> <td data-sheets-numberformat='{"1":2,"2":"0","3":1}' data-sheets-value='{"1":3,"3":59}' style="border-bottom:1px solid #000000;overflow:hidden;padding:0px 3px 0px 3px;vertical-align:bottom;text-align:center;">59</td> <td data-sheets-numberformat='{"1":2,"2":"0","3":1}' data-sheets-value='{"1":3,"3":46}' style="border-bottom:1px solid #000000;overflow:hidden;padding:0px 3px 0px 3px;vertical-align:bottom;text-align:center;">46</td> <td data-sheets-numberformat='{"1":2,"2":"0","3":1}' data-sheets-value='{"1":3,"3":23}' style="border-right:1px solid #000000;border-bottom:1px solid #000000;overflow:hidden;padding:0px 3px 0px 3px;vertical-align:bottom;text-align:center;">23</td> </tr> <tr style="height:20px;"> <td data-sheets-value='{"1":2,"2":"Polycarbonate"}' style="border-left:1px solid #000000;overflow:hidden;padding:0px 3px 0px 3px;vertical-align:bottom;font-weight:bold;">Polycarbonate</td> <td data-sheets-value='{"1":2,"2":"Single-walled"}' style="overflow:hidden;padding:0px 3px 0px 3px;vertical-align:bottom;font-weight:bold;">Single-walled</td> <td data-sheets-value='{"1":2,"2":"Heatstop Opal (T)"}' style="border-right:1px solid #000000;overflow:hidden;padding:0px 3px 0px 3px;vertical-align:bottom;font-weight:bold;">Heatstop Opal (T)</td> <td data-sheets-numberformat='{"1":2,"2":"0.00","3":1}' data-sheets-value='{"1":3,"3":5.17}' style="overflow:hidden;padding:0px 3px 0px 3px;vertical-align:bottom;text-align:center;">5.17</td> <td data-sheets-numberformat='{"1":2,"2":"0","3":1}' data-sheets-value='{"1":3,"3":49}' style="overflow:hidden;padding:0px 3px 0px 3px;vertical-align:bottom;text-align:center;">49</td> <td data-sheets-numberformat='{"1":2,"2":"0","3":1}' data-sheets-value='{"1":3,"3":59}' style="overflow:hidden;padding:0px 3px 0px 3px;vertical-align:bottom;text-align:center;">59</td> <td data-sheets-numberformat='{"1":2,"2":"0","3":1}' data-sheets-value='{"1":2,"2":"-"}' style="border-right:1px solid #000000;overflow:hidden;padding:0px 3px 0px 3px;vertical-align:bottom;text-align:center;">-</td> </tr> <tr style="height:20px;"> <td data-sheets-value='{"1":2,"2":"Heatstop PC"}' style="border-left:1px solid #000000;overflow:hidden;padding:0px 3px 0px 3px;vertical-align:bottom;font-weight:bold;">Heatstop PC</td> <td data-sheets-value='{"1":2,"2":"Double-walled"}' style="overflow:hidden;padding:0px 3px 0px 3px;vertical-align:bottom;font-weight:bold;">Double-walled</td> <td data-sheets-value='{"1":2,"2":"Clear (T/H)"}' style="border-right:1px solid #000000;overflow:hidden;padding:0px 3px 0px 3px;vertical-align:bottom;font-weight:bold;">Clear (T/H)</td> <td data-sheets-numberformat='{"1":2,"2":"0.00","3":1}' data-sheets-value='{"1":3,"3":2.9}' style="overflow:hidden;padding:0px 3px 0px 3px;vertical-align:bottom;text-align:center;">2.90</td> <td data-sheets-numberformat='{"1":2,"2":"0","3":1}' data-sheets-value='{"1":3,"3":44}' style="overflow:hidden;padding:0px 3px 0px 3px;vertical-align:bottom;text-align:center;">44</td> <td data-sheets-numberformat='{"1":2,"2":"0","3":1}' data-sheets-value='{"1":3,"3":51}' style="overflow:hidden;padding:0px 3px 0px 3px;vertical-align:bottom;text-align:center;">51</td> <td data-sheets-numberformat='{"1":2,"2":"0","3":1}' data-sheets-value='{"1":3,"3":20}' style="border-right:1px solid #000000;overflow:hidden;padding:0px 3px 0px 3px;vertical-align:bottom;text-align:center;">20</td> </tr> <tr style="height:20px;"> <td style="border-left:1px solid #000000;overflow:hidden;padding:0px 3px 0px 3px;vertical-align:bottom;font-weight:bold;"></td> <td data-sheets-value='{"1":2,"2":"Double-walled"}' style="overflow:hidden;padding:0px 3px 0px 3px;vertical-align:bottom;font-weight:bold;">Double-walled</td> <td data-sheets-value='{"1":2,"2":"Opal (T/O)"}' style="border-right:1px solid #000000;overflow:hidden;padding:0px 3px 0px 3px;vertical-align:bottom;font-weight:bold;">Opal (T/O)</td> <td data-sheets-numberformat='{"1":2,"2":"0.00","3":1}' data-sheets-value='{"1":3,"3":2.9}' style="overflow:hidden;padding:0px 3px 0px 3px;vertical-align:bottom;text-align:center;">2.90</td> <td data-sheets-numberformat='{"1":2,"2":"0","3":1}' data-sheets-value='{"1":3,"3":41}' style="overflow:hidden;padding:0px 3px 0px 3px;vertical-align:bottom;text-align:center;">41</td> <td data-sheets-numberformat='{"1":2,"2":"0","3":1}' data-sheets-value='{"1":3,"3":45}' style="overflow:hidden;padding:0px 3px 0px 3px;vertical-align:bottom;text-align:center;">45</td> <td data-sheets-numberformat='{"1":2,"2":"0","3":1}' data-sheets-value='{"1":3,"3":20}' style="border-right:1px solid #000000;overflow:hidden;padding:0px 3px 0px 3px;vertical-align:bottom;text-align:center;">20</td> </tr> <tr style="height:20px;"> <td style="border-left:1px solid #000000;overflow:hidden;padding:0px 3px 0px 3px;vertical-align:bottom;font-weight:bold;"></td> <td data-sheets-value='{"1":2,"2":"Triple-walled"}' style="overflow:hidden; | skylux-160-ce-met-koepel-en-metaalopstand-met-lm-motor-en-windvang-1400-x-1400-mm | 8586007052621 | 46872295768397
Smoke and heat exhaust (SHEV) | SHE system | Skylux | Skylux 160° CE with skylight and metal curb with LM-actuator and spoiler 1450 x 1700 mm |  | 50990 | 5412970509905 | 5598.7 | Yes | 30-45 | 112.89 | 1450 x 1700 mm | 1700 | 1450 |  | metal curb M30 (30 cm high) | Rectangular | 5.17 W/m²K - 1.28 W/m²K | 87% - 32% | 90% - 32% | 20dB - 23dB | 160° CE (for industry) | skylight | with spoiler | E | Single actuator | Maximum four-walled skylight possible for this product | Ut-value LT-value g-value Rw-value EN 1873 : 2014 EN ISO 13468 EN 16153 EN 410 EN 410 EN ISO 140-3 Material Walls Shells (W/m²K) (%) (%) (dB) Acrylic Single-walled Clear (H) 5.17 90 87 - PMMA Single-walled Opal (O) 5.17 83 76 - Double-walled Clear (H/H) 2.90 81 75 20 Double-walled Opal (O/O) 2.90 69 58 20 Triple-walled Clear (H/H/H) 1.70 73 65 22 Triple-walled Opal (O/H/O) 1.70 62 51 22 Four-walled Clear (H/H/H/H) 1.28 64 54 23 Four-walled Opal (H/H/O/H) 1.28 59 48 23 Polycarbonate Single-walled Clear (A) 5.17 88 83 - PC Single-walled Opal (D) 5.17 58 60 - Double-walled Clear (A/H) 2.90 79 72 20 Double-walled Clear (A/A) 2.90 77 69 20 Double-walled Opal (A/O) 2.90 73 63 20 Double-walled Opal (A/D) 2.90 51 50 20 Triple-walled Clear (A/H/H) 1.70 71 63 22 Triple-walled Opal (A/O/O) 1.70 61 48 22 Four-walled Clear (A/H/H/H) 1.28 64 52 23 Four-walled Opal (A/H/O/H) 1.28 59 46 23 Polycarbonate Single-walled Heatstop Opal (T) 5.17 49 59 - Heatstop PC Double-walled Clear (T/H) 2.90 44 51 20 Double-walled Opal (T/O) 2.90 41 45 20 Triple-walled Clear (T/H/H) 1.70 40 <td data-sheets-numberformat='{"1":2,"2":"0","3":1}' data-sheets-value='{"1":3,"3":44}' style="overflow:hidden;paddin | https://skylux.eu/en/products/skylux-160-ce-met-koepel-en-metaalopstand-met-lm-motor-en-windvang-1450-x-1700-mm | https://skylux.eu/cdn/shop/files/Skylux-160deg-CE-met-koepel-en-metaalopstand-met-LM-motor-en-windvang-1450-x-1700-mm-RWA-systeem.jpg?v=1702977653&width=1600 | https://skylux.eu/cdn/shop/files/e5a82811-1bb0-48e4-a776-cacb59c7c092_9bfd4c8b-a044-438a-a382-73cbb1cb7726.jpg?v=1688550430&width=1600 | //skylux.eu/cdn/shop/files/E_MH_Mounting_instructions_Skylux_160_CE_LM.pdf?v=12406716259046007223 | //skylux.eu/cdn/shop/files/E_TD_Technical_File_Skylux_Skylux_160_CE_Electric.pdf?v=3667116872303399239 | <style type="text/css" id="isPasted"> <!--td { border: 1px solid #cccccc; } br { mso-data-placement: same-cell; } --> </style> <table border="1" cellpadding="0" cellspacing="0" dir="ltr" style="table-layout:fixed;font-size:10pt;font-family:Arial;border-collapse:collapse;border:none;"><tbody> <tr style="height:20px;"> <td style="overflow:hidden;padding:0px 3px 0px 3px;vertical-align:bottom;"></td> <td style="overflow:hidden;padding:0px 3px 0px 3px;vertical-align:bottom;"></td> <td style="overflow:hidden;padding:0px 3px 0px 3px;vertical-align:bottom;"></td> <td data-sheets-value='{"1":2,"2":"Ut-value"}' style="overflow:hidden;padding:0px 3px 0px 3px;vertical-align:bottom;font-weight:bold;text-align:center;">Ut-value</td> <td data-sheets-value='{"1":2,"2":"LT-value"}' style="overflow:hidden;padding:0px 3px 0px 3px;vertical-align:bottom;font-weight:bold;text-align:center;">LT-value</td> <td data-sheets-value='{"1":2,"2":"g-value"}' style="overflow:hidden;padding:0px 3px 0px 3px;vertical-align:bottom;font-weight:bold;text-align:center;">g-value</td> <td data-sheets-value='{"1":2,"2":"Rw-value "}' style="overflow:hidden;padding:0px 3px 0px 3px;vertical-align:bottom;font-weight:bold;text-align:center;">Rw-value </td> </tr> <tr style="height:20px;"> <td style="overflow:hidden;padding:0px 3px 0px 3px;vertical-align:bottom;"></td> <td style="overflow:hidden;padding:0px 3px 0px 3px;vertical-align:bottom;"></td> <td style="overflow:hidden;padding:0px 3px 0px 3px;vertical-align:bottom;"></td> <td data-sheets-numberformat='{"1":2,"2":"0.00","3":1}' data-sheets-value='{"1":2,"2":"EN 1873 : 2014"}' style="overflow:hidden;padding:0px 3px 0px 3px;vertical-align:bottom;text-align:center;">EN 1873 : 2014</td> <td data-sheets-numberformat='{"1":2,"2":"0","3":1}' data-sheets-value='{"1":2,"2":"EN ISO 13468 EN 16153 EN 410"}' style="overflow:hidden;padding:0px 3px 0px 3px;vertical-align:bottom;text-align:center;">EN ISO 13468 EN 16153 EN 410</td> <td data-sheets-numberformat='{"1":2,"2":"0","3":1}' data-sheets-value='{"1":2,"2":"EN 410"}' style="overflow:hidden;padding:0px 3px 0px 3px;vertical-align:bottom;text-align:center;">EN 410</td> <td data-sheets-value='{"1":2,"2":"EN ISO 140-3\t\t"}' style="overflow:hidden;padding:0px 3px 0px 3px;vertical-align:bottom;text-align:center;">EN ISO 140-3 </td> </tr> <tr style="height:20px;"> <td data-sheets-value='{"1":2,"2":"Material"}' style="border-bottom:1px solid #000000;overflow:hidden;padding:0px 3px 0px 3px;vertical-align:bottom;background-color:#000000;font-weight:bold;color:#ffffff;">Material</td> <td data-sheets-value='{"1":2,"2":"Walls"}' style="border-bottom:1px solid #000000;overflow:hidden;padding:0px 3px 0px 3px;vertical-align:bottom;background-color:#000000;font-weight:bold;color:#ffffff;">Walls</td> <td data-sheets-value='{"1":2,"2":"Shells"}' style="border-bottom:1px solid #000000;overflow:hidden;padding:0px 3px 0px 3px;vertical-align:bottom;background-color:#000000;font-weight:bold;color:#ffffff;">Shells</td> <td data-sheets-numberformat='{"1":2,"2":"0.00","3":1}' data-sheets-value='{"1":2,"2":"(W/m²K)\t"}' style="border-bottom:1px solid #000000;overflow:hidden;padding:0px 3px 0px 3px;vertical-align:bottom;background-color:#000000;font-weight:bold;color:#ffffff;text-align:center;">(W/m²K) </td> <td data-sheets-numberformat='{"1":2,"2":"0","3":1}' data-sheets-value='{"1":2,"2":"(%)"}' style="border-bottom:1px solid #000000;overflow:hidden;padding:0px 3px 0px 3px;vertical-align:bottom;background-color:#000000;font-weight:bold;color:#ffffff;text-align:center;">(%)</td> <td data-sheets-numberformat='{"1":2,"2":"0","3":1}' data-sheets-value='{"1":2,"2":"(%)"}' style="border-bottom:1px solid #000000;overflow:hidden;padding:0px 3px 0px 3px;vertical-align:bottom;background-color:#000000;font-weight:bold;color:#ffffff;text-align:center;">(%)</td> <td data-sheets-value='{"1":2,"2":"(dB)"}' style="border-bottom:1px solid #000000;overflow:hidden;padding:0px 3px 0px 3px;vertical-align:bottom;background-color:#000000;font-weight:bold;color:#ffffff;text-align:center;">(dB)</td> </tr> <tr style="height:20px;"> <td data-sheets-value='{"1":2,"2":"Acrylic"}' style="border-left:1px solid #000000;overflow:hidden;padding:0px 3px 0px 3px;vertical-align:bottom;font-weight:bold;">Acrylic</td> <td data-sheets-value='{"1":2,"2":"Single-walled"}' style="overflow:hidden;padding:0px 3px 0px 3px;vertical-align:bottom;font-weight:bold;">Single-walled</td> <td data-sheets-value='{"1":2,"2":"Clear (H)"}' style="border-right:1px solid #000000;overflow:hidden;padding:0px 3px 0px 3px;vertical-align:bottom;font-weight:bold;">Clear (H)</td> <td data-sheets-numberformat='{"1":2,"2":"0.00","3":1}' data-sheets-value='{"1":3,"3":5.17}' style="overflow:hidden;padding:0px 3px 0px 3px;vertical-align:bottom;text-align:center;">5.17</td> <td data-sheets-numberformat='{"1":2,"2":"0","3":1}' data-sheets-value='{"1":3,"3":90}' style="overflow:hidden;padding:0px 3px 0px 3px;vertical-align:bottom;text-align:center;">90</td> <td data-sheets-numberformat='{"1":2,"2":"0","3":1}' data-sheets-value='{"1":3,"3":87}' style="overflow:hidden;padding:0px 3px 0px 3px;vertical-align:bottom;text-align:center;">87</td> <td data-sheets-numberformat='{"1":2,"2":"0","3":1}' data-sheets-value='{"1":2,"2":"-"}' style="border-right:1px solid #000000;overflow:hidden;padding:0px 3px 0px 3px;vertical-align:bottom;text-align:center;">-</td> </tr> <tr style="height:20px;"> <td data-sheets-value='{"1":2,"2":"PMMA"}' style="border-left:1px solid #000000;overflow:hidden;padding:0px 3px 0px 3px;vertical-align:bottom;font-weight:bold;">PMMA</td> <td data-sheets-value='{"1":2,"2":"Single-walled"}' style="overflow:hidden;padding:0px 3px 0px 3px;vertical-align:bottom;font-weight:bold;">Single-walled</td> <td data-sheets-value='{"1":2,"2":"Opal (O)"}' style="border-right:1px solid #000000;overflow:hidden;padding:0px 3px 0px 3px;vertical-align:bottom;font-weight:bold;">Opal (O)</td> <td data-sheets-numberformat='{"1":2,"2":"0.00","3":1}' data-sheets-value='{"1":3,"3":5.17}' style="overflow:hidden;padding:0px 3px 0px 3px;vertical-align:bottom;text-align:center;">5.17</td> <td data-sheets-numberformat='{"1":2,"2":"0","3":1}' data-sheets-value='{"1":3,"3":83}' style="overflow:hidden;padding:0px 3px 0px 3px;vertical-align:bottom;text-align:center;">83</td> <td data-sheets-numberformat='{"1":2,"2":"0","3":1}' data-sheets-value='{"1":3,"3":76}' style="overflow:hidden;padding:0px 3px 0px 3px;vertical-align:bottom;text-align:center;">76</td> <td data-sheets-numberformat='{"1":2,"2":"0","3":1}' data-sheets-value='{"1":2,"2":"-"}' style="border-right:1px solid #000000;overflow:hidden;padding:0px 3px 0px 3px;vertical-align:bottom;text-align:center;">-</td> </tr> <tr style="height:20px;"> <td style="border-left:1px solid #000000;overflow:hidden;padding:0px 3px 0px 3px;vertical-align:bottom;font-weight:bold;"></td> <td data-sheets-value='{"1":2,"2":"Double-walled"}' style="overflow:hidden;padding:0px 3px 0px 3px;vertical-align:bottom;font-weight:bold;">Double-walled</td> <td data-sheets-value='{"1":2,"2":"Clear (H/H)"}' style="border-right:1px solid #000000;overflow:hidden;padding:0px 3px 0px 3px;vertical-align:bottom;font-weight:bold;">Clear (H/H)</td> <td data-sheets-numberformat='{"1":2,"2":"0.00","3":1}' data-sheets-value='{"1":3,"3":2.9}' style="overflow:hidden;padding:0px 3px 0px 3px;vertical-align:bottom;text-align:center;">2.90</td> <td data-sheets-numberformat='{"1":2,"2":"0","3":1}' data-sheets-value='{"1":3,"3":81}' style="overflow:hidden;padding:0px 3px 0px 3px;vertical-align:bottom;text-align:center;">81</td> <td data-sheets-numberformat='{"1":2,"2":"0","3":1}' data-sheets-value='{"1":3,"3":75}' style="overflow:hidden;padding:0px 3px 0px 3px;vertical-align:bottom;text-align:center;">75</td> <td data-sheets-numberformat='{"1":2,"2":"0","3":1}' data-sheets-value='{"1":3,"3":20}' style="border-right:1px solid #000000;overflow:hidden;padding:0px 3px 0px 3px;vertical-align:bottom;text-align:center;">20</td> </tr> <tr style="height:20px;"> <td style="border-left:1px solid #000000;overflow:hidden;padding:0px 3px 0px 3px;vertical-align:bottom;font-weight:bold;"></td> <td data-sheets-value='{"1":2,"2":"Double-walled"}' style="overflow:hidden;padding:0px 3px 0px 3px;vertical-align:bottom;font-weight:bold;">Double-walled</td> <td data-sheets-value='{"1":2,"2":"Opal (O/O)"}' style="border-right:1px solid #000000;overflow:hidden;padding:0px 3px 0px 3px;vertical-align:bottom;font-weight:bold;">Opal (O/O)</td> <td data-sheets-numberformat='{"1":2,"2":"0.00","3":1}' data-sheets-value='{"1":3,"3":2.9}' style="overflow:hidden;padding:0px 3px 0px 3px;vertical-align:bottom;text-align:center;">2.90</td> <td data-sheets-numberformat='{"1":2,"2":"0","3":1}' data-sheets-value='{"1":3,"3":69}' style="overflow:hidden;padding:0px 3px 0px 3px;vertical-align:bottom;text-align:center;">69</td> <td data-sheets-numberformat='{"1":2,"2":"0","3":1}' data-sheets-value='{"1":3,"3":58}' style="overflow:hidden;padding:0px 3px 0px 3px;vertical-align:bottom;text-align:center;">58</td> <td data-sheets-numberformat='{"1":2,"2":"0","3":1}' data-sheets-value='{"1":3,"3":20}' style="border-right:1px solid #000000;overflow:hidden;padding:0px 3px 0px 3px;vertical-align:bottom;text-align:center;">20</td> </tr> <tr style="height:20px;"> <td style="border-left:1px solid #000000;overflow:hidden;padding:0px 3px 0px 3px;vertical-align:bottom;font-weight:bold;"></td> <td data-sheets-value='{"1":2,"2":"Triple-walled"}' style="overflow:hidden;padding:0px 3px 0px 3px;vertical-align:bottom;font-weight:bold;">Triple-walled</td> <td data-sheets-value='{"1":2,"2":"Clear (H/H/H)"}' style="border-right:1px solid #000000;overflow:hidden;padding:0px 3px 0px 3px;vertical-align:bottom;font-weight:bold;">Clear (H/H/H)</td> <td data-sheets-numberformat='{"1":2,"2":"0.00","3":1}' data-sheets-value='{"1":3,"3":1.7}' style="overflow:hidden;padding:0px 3px 0px 3px;vertical-align:bottom;text-align:center;">1.70</td> <td data-sheets-numberformat='{"1":2,"2":"0","3":1}' data-sheets-value='{"1":3,"3":73}' style="overflow:hidden;padding:0px 3px 0px 3px;vertical-align:bottom;text-align:center;">73</td> <td data-sheets-numberformat='{"1":2,"2":"0","3":1}' data-sheets-value='{"1":3,"3":65}' style="overflow:hidden;padding:0px 3px 0px 3px;vertical-align:bottom;text-align:center;">65</td> <td data-sheets-numberformat='{"1":2,"2":"0","3":1}' data-sheets-value='{"1":3,"3":22}' style="border-right:1px solid #000000;overflow:hidden;padding:0px 3px 0px 3px;vertical-align:bottom;text-align:center;">22</td> </tr> <tr style="height:20px;"> <td style="border-left:1px solid #000000;overflow:hidden;padding:0px 3px 0px 3px;vertical-align:bottom;font-weight:bold;"></td> <td data-sheets-value='{"1":2,"2":"Triple-walled"}' style="overflow:hidden;padding:0px 3px 0px 3px;vertical-align:bottom;font-weight:bold;">Triple-walled</td> <td data-sheets-value='{"1":2,"2":"Opal (O/H/O)"}' style="border-right:1px solid #000000;overflow:hidden;padding:0px 3px 0px 3px;vertical-align:bottom;font-weight:bold;">Opal (O/H/O)</td> <td data-sheets-numberformat='{"1":2,"2":"0.00","3":1}' data-sheets-value='{"1":3,"3":1.7}' style="overflow:hidden;padding:0px 3px 0px 3px;vertical-align:bottom;text-align:center;">1.70</td> <td data-sheets-numberformat='{"1":2,"2":"0","3":1}' data-sheets-value='{"1":3,"3":62}' style="overflow:hidden;padding:0px 3px 0px 3px;vertical-align:bottom;text-align:center;">62</td> <td data-sheets-numberformat='{"1":2,"2":"0","3":1}' data-sheets-value='{"1":3,"3":51}' style="overflow:hidden;padding:0px 3px 0px 3px;vertical-align:bottom;text-align:center;">51</td> <td data-sheets-numberformat='{"1":2,"2":"0","3":1}' data-sheets-value='{"1":3,"3":22}' style="border-right:1px solid #000000;overflow:hidden;padding:0px 3px 0px 3px;vertical-align:bottom;text-align:center;">22</td> </tr> <tr style="height:20px;"> <td style="border-left:1px solid #000000;overflow:hidden;padding:0px 3px 0px 3px;vertical-align:bottom;font-weight:bold;"></td> <td data-sheets-value='{"1":2,"2":"Four-walled"}' style="overflow:hidden;padding:0px 3px 0px 3px;vertical-align:bottom;font-weight:bold;">Four-walled</td> <td data-sheets-value='{"1":2,"2":"Clear (H/H/H/H)"}' style="border-right:1px solid #000000;overflow:hidden;padding:0px 3px 0px 3px;vertical-align:bottom;font-weight:bold;">Clear (H/H/H/H)</td> <td data-sheets-numberformat='{"1":2,"2":"0.00","3":1}' data-sheets-value='{"1":3,"3":1.28}' style="overflow:hidden;padding:0px 3px 0px 3px;vertical-align:bottom;text-align:center;">1.28</td> <td data-sheets-numberformat='{"1":2,"2":"0","3":1}' data-sheets-value='{"1":3,"3":64}' style="overflow:hidden;padding:0px 3px 0px 3px;vertical-align:bottom;text-align:center;">64</td> <td data-sheets-numberformat='{"1":2,"2":"0","3":1}' data-sheets-value='{"1":3,"3":54}' style="overflow:hidden;padding:0px 3px 0px 3px;vertical-align:bottom;text-align:center;">54</td> <td data-sheets-numberformat='{"1":2,"2":"0","3":1}' data-sheets-value='{"1":3,"3":23}' style="border-right:1px solid #000000;overflow:hidden;padding:0px 3px 0px 3px;vertical-align:bottom;text-align:center;">23</td> </tr> <tr style="height:20px;"> <td style="border-bottom:1px solid #000000;border-left:1px solid #000000;overflow:hidden;padding:0px 3px 0px 3px;vertical-align:bottom;"></td> <td data-sheets-value='{"1":2,"2":"Four-walled"}' style="border-bottom:1px solid #000000;overflow:hidden;padding:0px 3px 0px 3px;vertical-align:bottom;font-weight:bold;">Four-walled</td> <td data-sheets-value='{"1":2,"2":"Opal (H/H/O/H)"}' style="border-right:1px solid #000000;border-bottom:1px solid #000000;overflow:hidden;padding:0px 3px 0px 3px;vertical-align:bottom;font-weight:bold;">Opal (H/H/O/H)</td> <td data-sheets-numberformat='{"1":2,"2":"0.00","3":1}' data-sheets-value='{"1":3,"3":1.28}' style="border-bottom:1px solid #000000;overflow:hidden;padding:0px 3px 0px 3px;vertical-align:bottom;text-align:center;">1.28</td> <td data-sheets-numberformat='{"1":2,"2":"0","3":1}' data-sheets-value='{"1":3,"3":59}' style="border-bottom:1px solid #000000;overflow:hidden;padding:0px 3px 0px 3px;vertical-align:bottom;text-align:center;">59</td> <td data-sheets-numberformat='{"1":2,"2":"0","3":1}' data-sheets-value='{"1":3,"3":48}' style="border-bottom:1px solid #000000;overflow:hidden;padding:0px 3px 0px 3px;vertical-align:bottom;text-align:center;">48</td> <td data-sheets-numberformat='{"1":2,"2":"0","3":1}' data-sheets-value='{"1":3,"3":23}' style="border-right:1px solid #000000;border-bottom:1px solid #000000;overflow:hidden;padding:0px 3px 0px 3px;vertical-align:bottom;text-align:center;">23</td> </tr> <tr style="height:20px;"> <td data-sheets-value='{"1":2,"2":"Polycarbonate "}' style="border-left:1px solid #000000;overflow:hidden;padding:0px 3px 0px 3px;vertical-align:bottom;font-weight:bold;">Polycarbonate </td> <td data-sheets-value='{"1":2,"2":"Single-walled"}' style="overflow:hidden;padding:0px 3px 0px 3px;vertical-align:bottom;font-weight:bold;">Single-walled</td> <td data-sheets-value='{"1":2,"2":"Clear (A)"}' style="border-right:1px solid #000000;overflow:hidden;padding:0px 3px 0px 3px;vertical-align:bottom;font-weight:bold;">Clear (A)</td> <td data-sheets-numberformat='{"1":2,"2":"0.00","3":1}' data-sheets-value='{"1":3,"3":5.17}' style="overflow:hidden;padding:0px 3px 0px 3px;vertical-align:bottom;text-align:center;">5.17</td> <td data-sheets-numberformat='{"1":2,"2":"0","3":1}' data-sheets-value='{"1":3,"3":88}' style="overflow:hidden;padding:0px 3px 0px 3px;vertical-align:bottom;text-align:center;">88</td> <td data-sheets-numberformat='{"1":2,"2":"0","3":1}' data-sheets-value='{"1":3,"3":83}' style="overflow:hidden;padding:0px 3px 0px 3px;vertical-align:bottom;text-align:center;">83</td> <td data-sheets-numberformat='{"1":2,"2":"0","3":1}' data-sheets-value='{"1":2,"2":"-"}' style="border-right:1px solid #000000;overflow:hidden;padding:0px 3px 0px 3px;vertical-align:bottom;text-align:center;">-</td> </tr> <tr style="height:20px;"> <td data-sheets-value='{"1":2,"2":"PC"}' style="border-left:1px solid #000000;overflow:hidden;padding:0px 3px 0px 3px;vertical-align:bottom;font-weight:bold;">PC</td> <td data-sheets-value='{"1":2,"2":"Single-walled"}' style="overflow:hidden;padding:0px 3px 0px 3px;vertical-align:bottom;font-weight:bold;">Single-walled</td> <td data-sheets-value='{"1":2,"2":"Opal (D)"}' style="border-right:1px solid #000000;overflow:hidden;padding:0px 3px 0px 3px;vertical-align:bottom;font-weight:bold;">Opal (D)</td> <td data-sheets-numberformat='{"1":2,"2":"0.00","3":1}' data-sheets-value='{"1":3,"3":5.17}' style="overflow:hidden;padding:0px 3px 0px 3px;vertical-align:bottom;text-align:center;">5.17</td> <td data-sheets-numberformat='{"1":2,"2":"0","3":1}' data-sheets-value='{"1":3,"3":58}' style="overflow:hidden;padding:0px 3px 0px 3px;vertical-align:bottom;text-align:center;">58</td> <td data-sheets-numberformat='{"1":2,"2":"0","3":1}' data-sheets-value='{"1":3,"3":60}' style="overflow:hidden;padding:0px 3px 0px 3px;vertical-align:bottom;text-align:center;">60</td> <td data-sheets-numberformat='{"1":2,"2":"0","3":1}' data-sheets-value='{"1":2,"2":"-"}' style="border-right:1px solid #000000;overflow:hidden;padding:0px 3px 0px 3px;vertical-align:bottom;text-align:center;">-</td> </tr> <tr style="height:20px;"> <td style="border-left:1px solid #000000;overflow:hidden;padding:0px 3px 0px 3px;vertical-align:bottom;font-weight:bold;"></td> <td data-sheets-value='{"1":2,"2":"Double-walled"}' style="overflow:hidden;padding:0px 3px 0px 3px;vertical-align:bottom;font-weight:bold;">Double-walled</td> <td data-sheets-value='{"1":2,"2":"Clear (A/H)"}' style="border-right:1px solid #000000;overflow:hidden;padding:0px 3px 0px 3px;vertical-align:bottom;font-weight:bold;">Clear (A/H)</td> <td data-sheets-numberformat='{"1":2,"2":"0.00","3":1}' data-sheets-value='{"1":3,"3":2.9}' style="overflow:hidden;padding:0px 3px 0px 3px;vertical-align:bottom;text-align:center;">2.90</td> <td data-sheets-numberformat='{"1":2,"2":"0","3":1}' data-sheets-value='{"1":3,"3":79}' style="overflow:hidden;padding:0px 3px 0px 3px;vertical-align:bottom;text-align:center;">79</td> <td data-sheets-numberformat='{"1":2,"2":"0","3":1}' data-sheets-value='{"1":3,"3":72}' style="overflow:hidden;padding:0px 3px 0px 3px;vertical-align:bottom;text-align:center;">72</td> <td data-sheets-numberformat='{"1":2,"2":"0","3":1}' data-sheets-value='{"1":3,"3":20}' style="border-right:1px solid #000000;overflow:hidden;padding:0px 3px 0px 3px;vertical-align:bottom;text-align:center;">20</td> </tr> <tr style="height:20px;"> <td style="border-left:1px solid #000000;overflow:hidden;padding:0px 3px 0px 3px;vertical-align:bottom;font-weight:bold;"></td> <td data-sheets-value='{"1":2,"2":"Double-walled"}' style="overflow:hidden;padding:0px 3px 0px 3px;vertical-align:bottom;font-weight:bold;">Double-walled</td> <td data-sheets-value='{"1":2,"2":"Clear (A/A)"}' style="border-right:1px solid #000000;overflow:hidden;padding:0px 3px 0px 3px;vertical-align:bottom;font-weight:bold;">Clear (A/A)</td> <td data-sheets-numberformat='{"1":2,"2":"0.00","3":1}' data-sheets-value='{"1":3,"3":2.9}' style="overflow:hidden;padding:0px 3px 0px 3px;vertical-align:bottom;text-align:center;">2.90</td> <td data-sheets-numberformat='{"1":2,"2":"0","3":1}' data-sheets-value='{"1":3,"3":77}' style="overflow:hidden;padding:0px 3px 0px 3px;vertical-align:bottom;text-align:center;">77</td> <td data-sheets-numberformat='{"1":2,"2":"0","3":1}' data-sheets-value='{"1":3,"3":69}' style="overflow:hidden;padding:0px 3px 0px 3px;vertical-align:bottom;text-align:center;">69</td> <td data-sheets-numberformat='{"1":2,"2":"0","3":1}' data-sheets-value='{"1":3,"3":20}' style="border-right:1px solid #000000;overflow:hidden;padding:0px 3px 0px 3px;vertical-align:bottom;text-align:center;">20</td> </tr> <tr style="height:20px;"> <td style="border-left:1px solid #000000;overflow:hidden;padding:0px 3px 0px 3px;vertical-align:bottom;font-weight:bold;"></td> <td data-sheets-value='{"1":2,"2":"Double-walled"}' style="overflow:hidden;padding:0px 3px 0px 3px;vertical-align:bottom;font-weight:bold;">Double-walled</td> <td data-sheets-value='{"1":2,"2":"Opal (A/O)"}' style="border-right:1px solid #000000;overflow:hidden;padding:0px 3px 0px 3px;vertical-align:bottom;font-weight:bold;">Opal (A/O)</td> <td data-sheets-numberformat='{"1":2,"2":"0.00","3":1}' data-sheets-value='{"1":3,"3":2.9}' style="overflow:hidden;padding:0px 3px 0px 3px;vertical-align:bottom;text-align:center;">2.90</td> <td data-sheets-numberformat='{"1":2,"2":"0","3":1}' data-sheets-value='{"1":3,"3":73}' style="overflow:hidden;padding:0px 3px 0px 3px;vertical-align:bottom;text-align:center;">73</td> <td data-sheets-numberformat='{"1":2,"2":"0","3":1}' data-sheets-value='{"1":3,"3":63}' style="overflow:hidden;padding:0px 3px 0px 3px;vertical-align:bottom;text-align:center;">63</td> <td data-sheets-numberformat='{"1":2,"2":"0","3":1}' data-sheets-value='{"1":3,"3":20}' style="border-right:1px solid #000000;overflow:hidden;padding:0px 3px 0px 3px;vertical-align:bottom;text-align:center;">20</td> </tr> <tr style="height:20px;"> <td style="border-left:1px solid #000000;overflow:hidden;padding:0px 3px 0px 3px;vertical-align:bottom;font-weight:bold;"></td> <td data-sheets-value='{"1":2,"2":"Double-walled"}' style="overflow:hidden;padding:0px 3px 0px 3px;vertical-align:bottom;font-weight:bold;">Double-walled</td> <td data-sheets-value='{"1":2,"2":"Opal (A/D)"}' style="border-right:1px solid #000000;overflow:hidden;padding:0px 3px 0px 3px;vertical-align:bottom;font-weight:bold;">Opal (A/D)</td> <td data-sheets-numberformat='{"1":2,"2":"0.00","3":1}' data-sheets-value='{"1":3,"3":2.9}' style="overflow:hidden;padding:0px 3px 0px 3px;vertical-align:bottom;text-align:center;">2.90</td> <td data-sheets-numberformat='{"1":2,"2":"0","3":1}' data-sheets-value='{"1":3,"3":51}' style="overflow:hidden;padding:0px 3px 0px 3px;vertical-align:bottom;text-align:center;">51</td> <td data-sheets-numberformat='{"1":2,"2":"0","3":1}' data-sheets-value='{"1":3,"3":50}' style="overflow:hidden;padding:0px 3px 0px 3px;vertical-align:bottom;text-align:center;">50</td> <td data-sheets-numberformat='{"1":2,"2":"0","3":1}' data-sheets-value='{"1":3,"3":20}' style="border-right:1px solid #000000;overflow:hidden;padding:0px 3px 0px 3px;vertical-align:bottom;text-align:center;">20</td> </tr> <tr style="height:20px;"> <td style="border-left:1px solid #000000;overflow:hidden;padding:0px 3px 0px 3px;vertical-align:bottom;font-weight:bold;"></td> <td data-sheets-value='{"1":2,"2":"Triple-walled"}' style="overflow:hidden;padding:0px 3px 0px 3px;vertical-align:bottom;font-weight:bold;">Triple-walled</td> <td data-sheets-value='{"1":2,"2":"Clear (A/H/H)"}' style="border-right:1px solid #000000;overflow:hidden;padding:0px 3px 0px 3px;vertical-align:bottom;font-weight:bold;">Clear (A/H/H)</td> <td data-sheets-numberformat='{"1":2,"2":"0.00","3":1}' data-sheets-value='{"1":3,"3":1.7}' style="overflow:hidden;padding:0px 3px 0px 3px;vertical-align:bottom;text-align:center;">1.70</td> <td data-sheets-numberformat='{"1":2,"2":"0","3":1}' data-sheets-value='{"1":3,"3":71}' style="overflow:hidden;padding:0px 3px 0px 3px;vertical-align:bottom;text-align:center;">71</td> <td data-sheets-numberformat='{"1":2,"2":"0","3":1}' data-sheets-value='{"1":3,"3":63}' style="overflow:hidden;padding:0px 3px 0px 3px;vertical-align:bottom;text-align:center;">63</td> <td data-sheets-numberformat='{"1":2,"2":"0","3":1}' data-sheets-value='{"1":3,"3":22}' style="border-right:1px solid #000000;overflow:hidden;padding:0px 3px 0px 3px;vertical-align:bottom;text-align:center;">22</td> </tr> <tr style="height:20px;"> <td style="border-left:1px solid #000000;overflow:hidden;padding:0px 3px 0px 3px;vertical-align:bottom;font-weight:bold;"></td> <td data-sheets-value='{"1":2,"2":"Triple-walled"}' style="overflow:hidden;padding:0px 3px 0px 3px;vertical-align:bottom;font-weight:bold;">Triple-walled</td> <td data-sheets-value='{"1":2,"2":"Opal (A/O/O)"}' style="border-right:1px solid #000000;overflow:hidden;padding:0px 3px 0px 3px;vertical-align:bottom;font-weight:bold;">Opal (A/O/O)</td> <td data-sheets-numberformat='{"1":2,"2":"0.00","3":1}' data-sheets-value='{"1":3,"3":1.7}' style="overflow:hidden;padding:0px 3px 0px 3px;vertical-align:bottom;text-align:center;">1.70</td> <td data-sheets-numberformat='{"1":2,"2":"0","3":1}' data-sheets-value='{"1":3,"3":61}' style="overflow:hidden;padding:0px 3px 0px 3px;vertical-align:bottom;text-align:center;">61</td> <td data-sheets-numberformat='{"1":2,"2":"0","3":1}' data-sheets-value='{"1":3,"3":48}' style="overflow:hidden;padding:0px 3px 0px 3px;vertical-align:bottom;text-align:center;">48</td> <td data-sheets-numberformat='{"1":2,"2":"0","3":1}' data-sheets-value='{"1":3,"3":22}' style="border-right:1px solid #000000;overflow:hidden;padding:0px 3px 0px 3px;vertical-align:bottom;text-align:center;">22</td> </tr> <tr style="height:20px;"> <td style="border-left:1px solid #000000;overflow:hidden;padding:0px 3px 0px 3px;vertical-align:bottom;font-weight:bold;"></td> <td data-sheets-value='{"1":2,"2":"Four-walled"}' style="overflow:hidden;padding:0px 3px 0px 3px;vertical-align:bottom;font-weight:bold;">Four-walled</td> <td data-sheets-value='{"1":2,"2":"Clear (A/H/H/H)"}' style="border-right:1px solid #000000;overflow:hidden;padding:0px 3px 0px 3px;vertical-align:bottom;font-weight:bold;">Clear (A/H/H/H)</td> <td data-sheets-numberformat='{"1":2,"2":"0.00","3":1}' data-sheets-value='{"1":3,"3":1.28}' style="overflow:hidden;padding:0px 3px 0px 3px;vertical-align:bottom;text-align:center;">1.28</td> <td data-sheets-numberformat='{"1":2,"2":"0","3":1}' data-sheets-value='{"1":3,"3":64}' style="overflow:hidden;padding:0px 3px 0px 3px;vertical-align:bottom;text-align:center;">64</td> <td data-sheets-numberformat='{"1":2,"2":"0","3":1}' data-sheets-value='{"1":3,"3":52}' style="overflow:hidden;padding:0px 3px 0px 3px;vertical-align:bottom;text-align:center;">52</td> <td data-sheets-numberformat='{"1":2,"2":"0","3":1}' data-sheets-value='{"1":3,"3":23}' style="border-right:1px solid #000000;overflow:hidden;padding:0px 3px 0px 3px;vertical-align:bottom;text-align:center;">23</td> </tr> <tr style="height:20px;"> <td style="border-bottom:1px solid #000000;border-left:1px solid #000000;overflow:hidden;padding:0px 3px 0px 3px;vertical-align:bottom;"></td> <td data-sheets-value='{"1":2,"2":"Four-walled"}' style="border-bottom:1px solid #000000;overflow:hidden;padding:0px 3px 0px 3px;vertical-align:bottom;font-weight:bold;">Four-walled</td> <td data-sheets-value='{"1":2,"2":"Opal (A/H/O/H)"}' style="border-right:1px solid #000000;border-bottom:1px solid #000000;overflow:hidden;padding:0px 3px 0px 3px;vertical-align:bottom;font-weight:bold;">Opal (A/H/O/H)</td> <td data-sheets-numberformat='{"1":2,"2":"0.00","3":1}' data-sheets-value='{"1":3,"3":1.28}' style="border-bottom:1px solid #000000;overflow:hidden;padding:0px 3px 0px 3px;vertical-align:bottom;text-align:center;">1.28</td> <td data-sheets-numberformat='{"1":2,"2":"0","3":1}' data-sheets-value='{"1":3,"3":59}' style="border-bottom:1px solid #000000;overflow:hidden;padding:0px 3px 0px 3px;vertical-align:bottom;text-align:center;">59</td> <td data-sheets-numberformat='{"1":2,"2":"0","3":1}' data-sheets-value='{"1":3,"3":46}' style="border-bottom:1px solid #000000;overflow:hidden;padding:0px 3px 0px 3px;vertical-align:bottom;text-align:center;">46</td> <td data-sheets-numberformat='{"1":2,"2":"0","3":1}' data-sheets-value='{"1":3,"3":23}' style="border-right:1px solid #000000;border-bottom:1px solid #000000;overflow:hidden;padding:0px 3px 0px 3px;vertical-align:bottom;text-align:center;">23</td> </tr> <tr style="height:20px;"> <td data-sheets-value='{"1":2,"2":"Polycarbonate"}' style="border-left:1px solid #000000;overflow:hidden;padding:0px 3px 0px 3px;vertical-align:bottom;font-weight:bold;">Polycarbonate</td> <td data-sheets-value='{"1":2,"2":"Single-walled"}' style="overflow:hidden;padding:0px 3px 0px 3px;vertical-align:bottom;font-weight:bold;">Single-walled</td> <td data-sheets-value='{"1":2,"2":"Heatstop Opal (T)"}' style="border-right:1px solid #000000;overflow:hidden;padding:0px 3px 0px 3px;vertical-align:bottom;font-weight:bold;">Heatstop Opal (T)</td> <td data-sheets-numberformat='{"1":2,"2":"0.00","3":1}' data-sheets-value='{"1":3,"3":5.17}' style="overflow:hidden;padding:0px 3px 0px 3px;vertical-align:bottom;text-align:center;">5.17</td> <td data-sheets-numberformat='{"1":2,"2":"0","3":1}' data-sheets-value='{"1":3,"3":49}' style="overflow:hidden;padding:0px 3px 0px 3px;vertical-align:bottom;text-align:center;">49</td> <td data-sheets-numberformat='{"1":2,"2":"0","3":1}' data-sheets-value='{"1":3,"3":59}' style="overflow:hidden;padding:0px 3px 0px 3px;vertical-align:bottom;text-align:center;">59</td> <td data-sheets-numberformat='{"1":2,"2":"0","3":1}' data-sheets-value='{"1":2,"2":"-"}' style="border-right:1px solid #000000;overflow:hidden;padding:0px 3px 0px 3px;vertical-align:bottom;text-align:center;">-</td> </tr> <tr style="height:20px;"> <td data-sheets-value='{"1":2,"2":"Heatstop PC"}' style="border-left:1px solid #000000;overflow:hidden;padding:0px 3px 0px 3px;vertical-align:bottom;font-weight:bold;">Heatstop PC</td> <td data-sheets-value='{"1":2,"2":"Double-walled"}' style="overflow:hidden;padding:0px 3px 0px 3px;vertical-align:bottom;font-weight:bold;">Double-walled</td> <td data-sheets-value='{"1":2,"2":"Clear (T/H)"}' style="border-right:1px solid #000000;overflow:hidden;padding:0px 3px 0px 3px;vertical-align:bottom;font-weight:bold;">Clear (T/H)</td> <td data-sheets-numberformat='{"1":2,"2":"0.00","3":1}' data-sheets-value='{"1":3,"3":2.9}' style="overflow:hidden;padding:0px 3px 0px 3px;vertical-align:bottom;text-align:center;">2.90</td> <td data-sheets-numberformat='{"1":2,"2":"0","3":1}' data-sheets-value='{"1":3,"3":44}' style="overflow:hidden;padding:0px 3px 0px 3px;vertical-align:bottom;text-align:center;">44</td> <td data-sheets-numberformat='{"1":2,"2":"0","3":1}' data-sheets-value='{"1":3,"3":51}' style="overflow:hidden;padding:0px 3px 0px 3px;vertical-align:bottom;text-align:center;">51</td> <td data-sheets-numberformat='{"1":2,"2":"0","3":1}' data-sheets-value='{"1":3,"3":20}' style="border-right:1px solid #000000;overflow:hidden;padding:0px 3px 0px 3px;vertical-align:bottom;text-align:center;">20</td> </tr> <tr style="height:20px;"> <td style="border-left:1px solid #000000;overflow:hidden;padding:0px 3px 0px 3px;vertical-align:bottom;font-weight:bold;"></td> <td data-sheets-value='{"1":2,"2":"Double-walled"}' style="overflow:hidden;padding:0px 3px 0px 3px;vertical-align:bottom;font-weight:bold;">Double-walled</td> <td data-sheets-value='{"1":2,"2":"Opal (T/O)"}' style="border-right:1px solid #000000;overflow:hidden;padding:0px 3px 0px 3px;vertical-align:bottom;font-weight:bold;">Opal (T/O)</td> <td data-sheets-numberformat='{"1":2,"2":"0.00","3":1}' data-sheets-value='{"1":3,"3":2.9}' style="overflow:hidden;padding:0px 3px 0px 3px;vertical-align:bottom;text-align:center;">2.90</td> <td data-sheets-numberformat='{"1":2,"2":"0","3":1}' data-sheets-value='{"1":3,"3":41}' style="overflow:hidden;padding:0px 3px 0px 3px;vertical-align:bottom;text-align:center;">41</td> <td data-sheets-numberformat='{"1":2,"2":"0","3":1}' data-sheets-value='{"1":3,"3":45}' style="overflow:hidden;padding:0px 3px 0px 3px;vertical-align:bottom;text-align:center;">45</td> <td data-sheets-numberformat='{"1":2,"2":"0","3":1}' data-sheets-value='{"1":3,"3":20}' style="border-right:1px solid #000000;overflow:hidden;padding:0px 3px 0px 3px;vertical-align:bottom;text-align:center;">20</td> </tr> <tr style="height:20px;"> <td style="border-left:1px solid #000000;overflow:hidden;padding:0px 3px 0px 3px;vertical-align:bottom;font-weight:bold;"></td> <td data-sheets-value='{"1":2,"2":"Triple-walled"}' style="overflow:hidden; | skylux-160-ce-met-koepel-en-metaalopstand-met-lm-motor-en-windvang-1450-x-1700-mm | 8586007118157 | 46872295965005
Smoke and heat exhaust (SHEV) | SHE system | Skylux | Skylux 160° CE with skylight and metal curb with LM-actuator and spoiler 1500 x 1500 mm |  | 29262 | 5412970292623 | 5084.45 | Yes | 30-45 | 108.5 | 1500 x 1500 mm | 1500 | 1500 |  | metal curb M30 (30 cm high) | Square | 5.17 W/m²K - 1.28 W/m²K | 87% - 32% | 90% - 32% | 20dB - 23dB | 160° CE (for industry) | skylight | with spoiler | E | Single actuator | Maximum four-walled skylight possible for this product | Ut-value LT-value g-value Rw-value EN 1873 : 2014 EN ISO 13468 EN 16153 EN 410 EN 410 EN ISO 140-3 Material Walls Shells (W/m²K) (%) (%) (dB) Acrylic Single-walled Clear (H) 5.17 90 87 - PMMA Single-walled Opal (O) 5.17 83 76 - Double-walled Clear (H/H) 2.90 81 75 20 Double-walled Opal (O/O) 2.90 69 58 20 Triple-walled Clear (H/H/H) 1.70 73 65 22 Triple-walled Opal (O/H/O) 1.70 62 51 22 Four-walled Clear (H/H/H/H) 1.28 64 54 23 Four-walled Opal (H/H/O/H) 1.28 59 48 23 Polycarbonate Single-walled Clear (A) 5.17 88 83 - PC Single-walled Opal (D) 5.17 58 60 - Double-walled Clear (A/H) 2.90 79 72 20 Double-walled Clear (A/A) 2.90 77 69 20 Double-walled Opal (A/O) 2.90 73 63 20 Double-walled Opal (A/D) 2.90 51 50 20 Triple-walled Clear (A/H/H) 1.70 71 63 22 Triple-walled Opal (A/O/O) 1.70 61 48 22 Four-walled Clear (A/H/H/H) 1.28 64 52 23 Four-walled Opal (A/H/O/H) 1.28 59 46 23 Polycarbonate Single-walled Heatstop Opal (T) 5.17 49 59 - Heatstop PC Double-walled Clear (T/H) 2.90 44 51 20 Double-walled Opal (T/O) 2.90 41 45 20 Triple-walled Clear (T/H/H) 1.70 40 <td data-sheets-numberformat='{"1":2,"2":"0","3":1}' data-sheets-value='{"1":3,"3":44}' style="overflow:hidden;paddin | https://skylux.eu/en/products/skylux-160-ce-met-koepel-en-metaalopstand-met-lm-motor-en-windvang-1500-x-1500-mm | https://skylux.eu/cdn/shop/files/Skylux-160deg-CE-met-koepel-en-metaalopstand-met-LM-motor-en-windvang-1500-x-1500-mm-RWA-systeem.jpg?v=1702977658&width=1600 | https://skylux.eu/cdn/shop/files/e5a82811-1bb0-48e4-a776-cacb59c7c092_4102b71c-4148-4de6-96aa-4418de147212.jpg?v=1688550431&width=1600 | //skylux.eu/cdn/shop/files/E_MH_Mounting_instructions_Skylux_160_CE_LM.pdf?v=12406716259046007223 | //skylux.eu/cdn/shop/files/E_TD_Technical_File_Skylux_Skylux_160_CE_Electric.pdf?v=3667116872303399239 | <style type="text/css" id="isPasted"> <!--td { border: 1px solid #cccccc; } br { mso-data-placement: same-cell; } --> </style> <table border="1" cellpadding="0" cellspacing="0" dir="ltr" style="table-layout:fixed;font-size:10pt;font-family:Arial;border-collapse:collapse;border:none;"><tbody> <tr style="height:20px;"> <td style="overflow:hidden;padding:0px 3px 0px 3px;vertical-align:bottom;"></td> <td style="overflow:hidden;padding:0px 3px 0px 3px;vertical-align:bottom;"></td> <td style="overflow:hidden;padding:0px 3px 0px 3px;vertical-align:bottom;"></td> <td data-sheets-value='{"1":2,"2":"Ut-value"}' style="overflow:hidden;padding:0px 3px 0px 3px;vertical-align:bottom;font-weight:bold;text-align:center;">Ut-value</td> <td data-sheets-value='{"1":2,"2":"LT-value"}' style="overflow:hidden;padding:0px 3px 0px 3px;vertical-align:bottom;font-weight:bold;text-align:center;">LT-value</td> <td data-sheets-value='{"1":2,"2":"g-value"}' style="overflow:hidden;padding:0px 3px 0px 3px;vertical-align:bottom;font-weight:bold;text-align:center;">g-value</td> <td data-sheets-value='{"1":2,"2":"Rw-value "}' style="overflow:hidden;padding:0px 3px 0px 3px;vertical-align:bottom;font-weight:bold;text-align:center;">Rw-value </td> </tr> <tr style="height:20px;"> <td style="overflow:hidden;padding:0px 3px 0px 3px;vertical-align:bottom;"></td> <td style="overflow:hidden;padding:0px 3px 0px 3px;vertical-align:bottom;"></td> <td style="overflow:hidden;padding:0px 3px 0px 3px;vertical-align:bottom;"></td> <td data-sheets-numberformat='{"1":2,"2":"0.00","3":1}' data-sheets-value='{"1":2,"2":"EN 1873 : 2014"}' style="overflow:hidden;padding:0px 3px 0px 3px;vertical-align:bottom;text-align:center;">EN 1873 : 2014</td> <td data-sheets-numberformat='{"1":2,"2":"0","3":1}' data-sheets-value='{"1":2,"2":"EN ISO 13468 EN 16153 EN 410"}' style="overflow:hidden;padding:0px 3px 0px 3px;vertical-align:bottom;text-align:center;">EN ISO 13468 EN 16153 EN 410</td> <td data-sheets-numberformat='{"1":2,"2":"0","3":1}' data-sheets-value='{"1":2,"2":"EN 410"}' style="overflow:hidden;padding:0px 3px 0px 3px;vertical-align:bottom;text-align:center;">EN 410</td> <td data-sheets-value='{"1":2,"2":"EN ISO 140-3\t\t"}' style="overflow:hidden;padding:0px 3px 0px 3px;vertical-align:bottom;text-align:center;">EN ISO 140-3 </td> </tr> <tr style="height:20px;"> <td data-sheets-value='{"1":2,"2":"Material"}' style="border-bottom:1px solid #000000;overflow:hidden;padding:0px 3px 0px 3px;vertical-align:bottom;background-color:#000000;font-weight:bold;color:#ffffff;">Material</td> <td data-sheets-value='{"1":2,"2":"Walls"}' style="border-bottom:1px solid #000000;overflow:hidden;padding:0px 3px 0px 3px;vertical-align:bottom;background-color:#000000;font-weight:bold;color:#ffffff;">Walls</td> <td data-sheets-value='{"1":2,"2":"Shells"}' style="border-bottom:1px solid #000000;overflow:hidden;padding:0px 3px 0px 3px;vertical-align:bottom;background-color:#000000;font-weight:bold;color:#ffffff;">Shells</td> <td data-sheets-numberformat='{"1":2,"2":"0.00","3":1}' data-sheets-value='{"1":2,"2":"(W/m²K)\t"}' style="border-bottom:1px solid #000000;overflow:hidden;padding:0px 3px 0px 3px;vertical-align:bottom;background-color:#000000;font-weight:bold;color:#ffffff;text-align:center;">(W/m²K) </td> <td data-sheets-numberformat='{"1":2,"2":"0","3":1}' data-sheets-value='{"1":2,"2":"(%)"}' style="border-bottom:1px solid #000000;overflow:hidden;padding:0px 3px 0px 3px;vertical-align:bottom;background-color:#000000;font-weight:bold;color:#ffffff;text-align:center;">(%)</td> <td data-sheets-numberformat='{"1":2,"2":"0","3":1}' data-sheets-value='{"1":2,"2":"(%)"}' style="border-bottom:1px solid #000000;overflow:hidden;padding:0px 3px 0px 3px;vertical-align:bottom;background-color:#000000;font-weight:bold;color:#ffffff;text-align:center;">(%)</td> <td data-sheets-value='{"1":2,"2":"(dB)"}' style="border-bottom:1px solid #000000;overflow:hidden;padding:0px 3px 0px 3px;vertical-align:bottom;background-color:#000000;font-weight:bold;color:#ffffff;text-align:center;">(dB)</td> </tr> <tr style="height:20px;"> <td data-sheets-value='{"1":2,"2":"Acrylic"}' style="border-left:1px solid #000000;overflow:hidden;padding:0px 3px 0px 3px;vertical-align:bottom;font-weight:bold;">Acrylic</td> <td data-sheets-value='{"1":2,"2":"Single-walled"}' style="overflow:hidden;padding:0px 3px 0px 3px;vertical-align:bottom;font-weight:bold;">Single-walled</td> <td data-sheets-value='{"1":2,"2":"Clear (H)"}' style="border-right:1px solid #000000;overflow:hidden;padding:0px 3px 0px 3px;vertical-align:bottom;font-weight:bold;">Clear (H)</td> <td data-sheets-numberformat='{"1":2,"2":"0.00","3":1}' data-sheets-value='{"1":3,"3":5.17}' style="overflow:hidden;padding:0px 3px 0px 3px;vertical-align:bottom;text-align:center;">5.17</td> <td data-sheets-numberformat='{"1":2,"2":"0","3":1}' data-sheets-value='{"1":3,"3":90}' style="overflow:hidden;padding:0px 3px 0px 3px;vertical-align:bottom;text-align:center;">90</td> <td data-sheets-numberformat='{"1":2,"2":"0","3":1}' data-sheets-value='{"1":3,"3":87}' style="overflow:hidden;padding:0px 3px 0px 3px;vertical-align:bottom;text-align:center;">87</td> <td data-sheets-numberformat='{"1":2,"2":"0","3":1}' data-sheets-value='{"1":2,"2":"-"}' style="border-right:1px solid #000000;overflow:hidden;padding:0px 3px 0px 3px;vertical-align:bottom;text-align:center;">-</td> </tr> <tr style="height:20px;"> <td data-sheets-value='{"1":2,"2":"PMMA"}' style="border-left:1px solid #000000;overflow:hidden;padding:0px 3px 0px 3px;vertical-align:bottom;font-weight:bold;">PMMA</td> <td data-sheets-value='{"1":2,"2":"Single-walled"}' style="overflow:hidden;padding:0px 3px 0px 3px;vertical-align:bottom;font-weight:bold;">Single-walled</td> <td data-sheets-value='{"1":2,"2":"Opal (O)"}' style="border-right:1px solid #000000;overflow:hidden;padding:0px 3px 0px 3px;vertical-align:bottom;font-weight:bold;">Opal (O)</td> <td data-sheets-numberformat='{"1":2,"2":"0.00","3":1}' data-sheets-value='{"1":3,"3":5.17}' style="overflow:hidden;padding:0px 3px 0px 3px;vertical-align:bottom;text-align:center;">5.17</td> <td data-sheets-numberformat='{"1":2,"2":"0","3":1}' data-sheets-value='{"1":3,"3":83}' style="overflow:hidden;padding:0px 3px 0px 3px;vertical-align:bottom;text-align:center;">83</td> <td data-sheets-numberformat='{"1":2,"2":"0","3":1}' data-sheets-value='{"1":3,"3":76}' style="overflow:hidden;padding:0px 3px 0px 3px;vertical-align:bottom;text-align:center;">76</td> <td data-sheets-numberformat='{"1":2,"2":"0","3":1}' data-sheets-value='{"1":2,"2":"-"}' style="border-right:1px solid #000000;overflow:hidden;padding:0px 3px 0px 3px;vertical-align:bottom;text-align:center;">-</td> </tr> <tr style="height:20px;"> <td style="border-left:1px solid #000000;overflow:hidden;padding:0px 3px 0px 3px;vertical-align:bottom;font-weight:bold;"></td> <td data-sheets-value='{"1":2,"2":"Double-walled"}' style="overflow:hidden;padding:0px 3px 0px 3px;vertical-align:bottom;font-weight:bold;">Double-walled</td> <td data-sheets-value='{"1":2,"2":"Clear (H/H)"}' style="border-right:1px solid #000000;overflow:hidden;padding:0px 3px 0px 3px;vertical-align:bottom;font-weight:bold;">Clear (H/H)</td> <td data-sheets-numberformat='{"1":2,"2":"0.00","3":1}' data-sheets-value='{"1":3,"3":2.9}' style="overflow:hidden;padding:0px 3px 0px 3px;vertical-align:bottom;text-align:center;">2.90</td> <td data-sheets-numberformat='{"1":2,"2":"0","3":1}' data-sheets-value='{"1":3,"3":81}' style="overflow:hidden;padding:0px 3px 0px 3px;vertical-align:bottom;text-align:center;">81</td> <td data-sheets-numberformat='{"1":2,"2":"0","3":1}' data-sheets-value='{"1":3,"3":75}' style="overflow:hidden;padding:0px 3px 0px 3px;vertical-align:bottom;text-align:center;">75</td> <td data-sheets-numberformat='{"1":2,"2":"0","3":1}' data-sheets-value='{"1":3,"3":20}' style="border-right:1px solid #000000;overflow:hidden;padding:0px 3px 0px 3px;vertical-align:bottom;text-align:center;">20</td> </tr> <tr style="height:20px;"> <td style="border-left:1px solid #000000;overflow:hidden;padding:0px 3px 0px 3px;vertical-align:bottom;font-weight:bold;"></td> <td data-sheets-value='{"1":2,"2":"Double-walled"}' style="overflow:hidden;padding:0px 3px 0px 3px;vertical-align:bottom;font-weight:bold;">Double-walled</td> <td data-sheets-value='{"1":2,"2":"Opal (O/O)"}' style="border-right:1px solid #000000;overflow:hidden;padding:0px 3px 0px 3px;vertical-align:bottom;font-weight:bold;">Opal (O/O)</td> <td data-sheets-numberformat='{"1":2,"2":"0.00","3":1}' data-sheets-value='{"1":3,"3":2.9}' style="overflow:hidden;padding:0px 3px 0px 3px;vertical-align:bottom;text-align:center;">2.90</td> <td data-sheets-numberformat='{"1":2,"2":"0","3":1}' data-sheets-value='{"1":3,"3":69}' style="overflow:hidden;padding:0px 3px 0px 3px;vertical-align:bottom;text-align:center;">69</td> <td data-sheets-numberformat='{"1":2,"2":"0","3":1}' data-sheets-value='{"1":3,"3":58}' style="overflow:hidden;padding:0px 3px 0px 3px;vertical-align:bottom;text-align:center;">58</td> <td data-sheets-numberformat='{"1":2,"2":"0","3":1}' data-sheets-value='{"1":3,"3":20}' style="border-right:1px solid #000000;overflow:hidden;padding:0px 3px 0px 3px;vertical-align:bottom;text-align:center;">20</td> </tr> <tr style="height:20px;"> <td style="border-left:1px solid #000000;overflow:hidden;padding:0px 3px 0px 3px;vertical-align:bottom;font-weight:bold;"></td> <td data-sheets-value='{"1":2,"2":"Triple-walled"}' style="overflow:hidden;padding:0px 3px 0px 3px;vertical-align:bottom;font-weight:bold;">Triple-walled</td> <td data-sheets-value='{"1":2,"2":"Clear (H/H/H)"}' style="border-right:1px solid #000000;overflow:hidden;padding:0px 3px 0px 3px;vertical-align:bottom;font-weight:bold;">Clear (H/H/H)</td> <td data-sheets-numberformat='{"1":2,"2":"0.00","3":1}' data-sheets-value='{"1":3,"3":1.7}' style="overflow:hidden;padding:0px 3px 0px 3px;vertical-align:bottom;text-align:center;">1.70</td> <td data-sheets-numberformat='{"1":2,"2":"0","3":1}' data-sheets-value='{"1":3,"3":73}' style="overflow:hidden;padding:0px 3px 0px 3px;vertical-align:bottom;text-align:center;">73</td> <td data-sheets-numberformat='{"1":2,"2":"0","3":1}' data-sheets-value='{"1":3,"3":65}' style="overflow:hidden;padding:0px 3px 0px 3px;vertical-align:bottom;text-align:center;">65</td> <td data-sheets-numberformat='{"1":2,"2":"0","3":1}' data-sheets-value='{"1":3,"3":22}' style="border-right:1px solid #000000;overflow:hidden;padding:0px 3px 0px 3px;vertical-align:bottom;text-align:center;">22</td> </tr> <tr style="height:20px;"> <td style="border-left:1px solid #000000;overflow:hidden;padding:0px 3px 0px 3px;vertical-align:bottom;font-weight:bold;"></td> <td data-sheets-value='{"1":2,"2":"Triple-walled"}' style="overflow:hidden;padding:0px 3px 0px 3px;vertical-align:bottom;font-weight:bold;">Triple-walled</td> <td data-sheets-value='{"1":2,"2":"Opal (O/H/O)"}' style="border-right:1px solid #000000;overflow:hidden;padding:0px 3px 0px 3px;vertical-align:bottom;font-weight:bold;">Opal (O/H/O)</td> <td data-sheets-numberformat='{"1":2,"2":"0.00","3":1}' data-sheets-value='{"1":3,"3":1.7}' style="overflow:hidden;padding:0px 3px 0px 3px;vertical-align:bottom;text-align:center;">1.70</td> <td data-sheets-numberformat='{"1":2,"2":"0","3":1}' data-sheets-value='{"1":3,"3":62}' style="overflow:hidden;padding:0px 3px 0px 3px;vertical-align:bottom;text-align:center;">62</td> <td data-sheets-numberformat='{"1":2,"2":"0","3":1}' data-sheets-value='{"1":3,"3":51}' style="overflow:hidden;padding:0px 3px 0px 3px;vertical-align:bottom;text-align:center;">51</td> <td data-sheets-numberformat='{"1":2,"2":"0","3":1}' data-sheets-value='{"1":3,"3":22}' style="border-right:1px solid #000000;overflow:hidden;padding:0px 3px 0px 3px;vertical-align:bottom;text-align:center;">22</td> </tr> <tr style="height:20px;"> <td style="border-left:1px solid #000000;overflow:hidden;padding:0px 3px 0px 3px;vertical-align:bottom;font-weight:bold;"></td> <td data-sheets-value='{"1":2,"2":"Four-walled"}' style="overflow:hidden;padding:0px 3px 0px 3px;vertical-align:bottom;font-weight:bold;">Four-walled</td> <td data-sheets-value='{"1":2,"2":"Clear (H/H/H/H)"}' style="border-right:1px solid #000000;overflow:hidden;padding:0px 3px 0px 3px;vertical-align:bottom;font-weight:bold;">Clear (H/H/H/H)</td> <td data-sheets-numberformat='{"1":2,"2":"0.00","3":1}' data-sheets-value='{"1":3,"3":1.28}' style="overflow:hidden;padding:0px 3px 0px 3px;vertical-align:bottom;text-align:center;">1.28</td> <td data-sheets-numberformat='{"1":2,"2":"0","3":1}' data-sheets-value='{"1":3,"3":64}' style="overflow:hidden;padding:0px 3px 0px 3px;vertical-align:bottom;text-align:center;">64</td> <td data-sheets-numberformat='{"1":2,"2":"0","3":1}' data-sheets-value='{"1":3,"3":54}' style="overflow:hidden;padding:0px 3px 0px 3px;vertical-align:bottom;text-align:center;">54</td> <td data-sheets-numberformat='{"1":2,"2":"0","3":1}' data-sheets-value='{"1":3,"3":23}' style="border-right:1px solid #000000;overflow:hidden;padding:0px 3px 0px 3px;vertical-align:bottom;text-align:center;">23</td> </tr> <tr style="height:20px;"> <td style="border-bottom:1px solid #000000;border-left:1px solid #000000;overflow:hidden;padding:0px 3px 0px 3px;vertical-align:bottom;"></td> <td data-sheets-value='{"1":2,"2":"Four-walled"}' style="border-bottom:1px solid #000000;overflow:hidden;padding:0px 3px 0px 3px;vertical-align:bottom;font-weight:bold;">Four-walled</td> <td data-sheets-value='{"1":2,"2":"Opal (H/H/O/H)"}' style="border-right:1px solid #000000;border-bottom:1px solid #000000;overflow:hidden;padding:0px 3px 0px 3px;vertical-align:bottom;font-weight:bold;">Opal (H/H/O/H)</td> <td data-sheets-numberformat='{"1":2,"2":"0.00","3":1}' data-sheets-value='{"1":3,"3":1.28}' style="border-bottom:1px solid #000000;overflow:hidden;padding:0px 3px 0px 3px;vertical-align:bottom;text-align:center;">1.28</td> <td data-sheets-numberformat='{"1":2,"2":"0","3":1}' data-sheets-value='{"1":3,"3":59}' style="border-bottom:1px solid #000000;overflow:hidden;padding:0px 3px 0px 3px;vertical-align:bottom;text-align:center;">59</td> <td data-sheets-numberformat='{"1":2,"2":"0","3":1}' data-sheets-value='{"1":3,"3":48}' style="border-bottom:1px solid #000000;overflow:hidden;padding:0px 3px 0px 3px;vertical-align:bottom;text-align:center;">48</td> <td data-sheets-numberformat='{"1":2,"2":"0","3":1}' data-sheets-value='{"1":3,"3":23}' style="border-right:1px solid #000000;border-bottom:1px solid #000000;overflow:hidden;padding:0px 3px 0px 3px;vertical-align:bottom;text-align:center;">23</td> </tr> <tr style="height:20px;"> <td data-sheets-value='{"1":2,"2":"Polycarbonate "}' style="border-left:1px solid #000000;overflow:hidden;padding:0px 3px 0px 3px;vertical-align:bottom;font-weight:bold;">Polycarbonate </td> <td data-sheets-value='{"1":2,"2":"Single-walled"}' style="overflow:hidden;padding:0px 3px 0px 3px;vertical-align:bottom;font-weight:bold;">Single-walled</td> <td data-sheets-value='{"1":2,"2":"Clear (A)"}' style="border-right:1px solid #000000;overflow:hidden;padding:0px 3px 0px 3px;vertical-align:bottom;font-weight:bold;">Clear (A)</td> <td data-sheets-numberformat='{"1":2,"2":"0.00","3":1}' data-sheets-value='{"1":3,"3":5.17}' style="overflow:hidden;padding:0px 3px 0px 3px;vertical-align:bottom;text-align:center;">5.17</td> <td data-sheets-numberformat='{"1":2,"2":"0","3":1}' data-sheets-value='{"1":3,"3":88}' style="overflow:hidden;padding:0px 3px 0px 3px;vertical-align:bottom;text-align:center;">88</td> <td data-sheets-numberformat='{"1":2,"2":"0","3":1}' data-sheets-value='{"1":3,"3":83}' style="overflow:hidden;padding:0px 3px 0px 3px;vertical-align:bottom;text-align:center;">83</td> <td data-sheets-numberformat='{"1":2,"2":"0","3":1}' data-sheets-value='{"1":2,"2":"-"}' style="border-right:1px solid #000000;overflow:hidden;padding:0px 3px 0px 3px;vertical-align:bottom;text-align:center;">-</td> </tr> <tr style="height:20px;"> <td data-sheets-value='{"1":2,"2":"PC"}' style="border-left:1px solid #000000;overflow:hidden;padding:0px 3px 0px 3px;vertical-align:bottom;font-weight:bold;">PC</td> <td data-sheets-value='{"1":2,"2":"Single-walled"}' style="overflow:hidden;padding:0px 3px 0px 3px;vertical-align:bottom;font-weight:bold;">Single-walled</td> <td data-sheets-value='{"1":2,"2":"Opal (D)"}' style="border-right:1px solid #000000;overflow:hidden;padding:0px 3px 0px 3px;vertical-align:bottom;font-weight:bold;">Opal (D)</td> <td data-sheets-numberformat='{"1":2,"2":"0.00","3":1}' data-sheets-value='{"1":3,"3":5.17}' style="overflow:hidden;padding:0px 3px 0px 3px;vertical-align:bottom;text-align:center;">5.17</td> <td data-sheets-numberformat='{"1":2,"2":"0","3":1}' data-sheets-value='{"1":3,"3":58}' style="overflow:hidden;padding:0px 3px 0px 3px;vertical-align:bottom;text-align:center;">58</td> <td data-sheets-numberformat='{"1":2,"2":"0","3":1}' data-sheets-value='{"1":3,"3":60}' style="overflow:hidden;padding:0px 3px 0px 3px;vertical-align:bottom;text-align:center;">60</td> <td data-sheets-numberformat='{"1":2,"2":"0","3":1}' data-sheets-value='{"1":2,"2":"-"}' style="border-right:1px solid #000000;overflow:hidden;padding:0px 3px 0px 3px;vertical-align:bottom;text-align:center;">-</td> </tr> <tr style="height:20px;"> <td style="border-left:1px solid #000000;overflow:hidden;padding:0px 3px 0px 3px;vertical-align:bottom;font-weight:bold;"></td> <td data-sheets-value='{"1":2,"2":"Double-walled"}' style="overflow:hidden;padding:0px 3px 0px 3px;vertical-align:bottom;font-weight:bold;">Double-walled</td> <td data-sheets-value='{"1":2,"2":"Clear (A/H)"}' style="border-right:1px solid #000000;overflow:hidden;padding:0px 3px 0px 3px;vertical-align:bottom;font-weight:bold;">Clear (A/H)</td> <td data-sheets-numberformat='{"1":2,"2":"0.00","3":1}' data-sheets-value='{"1":3,"3":2.9}' style="overflow:hidden;padding:0px 3px 0px 3px;vertical-align:bottom;text-align:center;">2.90</td> <td data-sheets-numberformat='{"1":2,"2":"0","3":1}' data-sheets-value='{"1":3,"3":79}' style="overflow:hidden;padding:0px 3px 0px 3px;vertical-align:bottom;text-align:center;">79</td> <td data-sheets-numberformat='{"1":2,"2":"0","3":1}' data-sheets-value='{"1":3,"3":72}' style="overflow:hidden;padding:0px 3px 0px 3px;vertical-align:bottom;text-align:center;">72</td> <td data-sheets-numberformat='{"1":2,"2":"0","3":1}' data-sheets-value='{"1":3,"3":20}' style="border-right:1px solid #000000;overflow:hidden;padding:0px 3px 0px 3px;vertical-align:bottom;text-align:center;">20</td> </tr> <tr style="height:20px;"> <td style="border-left:1px solid #000000;overflow:hidden;padding:0px 3px 0px 3px;vertical-align:bottom;font-weight:bold;"></td> <td data-sheets-value='{"1":2,"2":"Double-walled"}' style="overflow:hidden;padding:0px 3px 0px 3px;vertical-align:bottom;font-weight:bold;">Double-walled</td> <td data-sheets-value='{"1":2,"2":"Clear (A/A)"}' style="border-right:1px solid #000000;overflow:hidden;padding:0px 3px 0px 3px;vertical-align:bottom;font-weight:bold;">Clear (A/A)</td> <td data-sheets-numberformat='{"1":2,"2":"0.00","3":1}' data-sheets-value='{"1":3,"3":2.9}' style="overflow:hidden;padding:0px 3px 0px 3px;vertical-align:bottom;text-align:center;">2.90</td> <td data-sheets-numberformat='{"1":2,"2":"0","3":1}' data-sheets-value='{"1":3,"3":77}' style="overflow:hidden;padding:0px 3px 0px 3px;vertical-align:bottom;text-align:center;">77</td> <td data-sheets-numberformat='{"1":2,"2":"0","3":1}' data-sheets-value='{"1":3,"3":69}' style="overflow:hidden;padding:0px 3px 0px 3px;vertical-align:bottom;text-align:center;">69</td> <td data-sheets-numberformat='{"1":2,"2":"0","3":1}' data-sheets-value='{"1":3,"3":20}' style="border-right:1px solid #000000;overflow:hidden;padding:0px 3px 0px 3px;vertical-align:bottom;text-align:center;">20</td> </tr> <tr style="height:20px;"> <td style="border-left:1px solid #000000;overflow:hidden;padding:0px 3px 0px 3px;vertical-align:bottom;font-weight:bold;"></td> <td data-sheets-value='{"1":2,"2":"Double-walled"}' style="overflow:hidden;padding:0px 3px 0px 3px;vertical-align:bottom;font-weight:bold;">Double-walled</td> <td data-sheets-value='{"1":2,"2":"Opal (A/O)"}' style="border-right:1px solid #000000;overflow:hidden;padding:0px 3px 0px 3px;vertical-align:bottom;font-weight:bold;">Opal (A/O)</td> <td data-sheets-numberformat='{"1":2,"2":"0.00","3":1}' data-sheets-value='{"1":3,"3":2.9}' style="overflow:hidden;padding:0px 3px 0px 3px;vertical-align:bottom;text-align:center;">2.90</td> <td data-sheets-numberformat='{"1":2,"2":"0","3":1}' data-sheets-value='{"1":3,"3":73}' style="overflow:hidden;padding:0px 3px 0px 3px;vertical-align:bottom;text-align:center;">73</td> <td data-sheets-numberformat='{"1":2,"2":"0","3":1}' data-sheets-value='{"1":3,"3":63}' style="overflow:hidden;padding:0px 3px 0px 3px;vertical-align:bottom;text-align:center;">63</td> <td data-sheets-numberformat='{"1":2,"2":"0","3":1}' data-sheets-value='{"1":3,"3":20}' style="border-right:1px solid #000000;overflow:hidden;padding:0px 3px 0px 3px;vertical-align:bottom;text-align:center;">20</td> </tr> <tr style="height:20px;"> <td style="border-left:1px solid #000000;overflow:hidden;padding:0px 3px 0px 3px;vertical-align:bottom;font-weight:bold;"></td> <td data-sheets-value='{"1":2,"2":"Double-walled"}' style="overflow:hidden;padding:0px 3px 0px 3px;vertical-align:bottom;font-weight:bold;">Double-walled</td> <td data-sheets-value='{"1":2,"2":"Opal (A/D)"}' style="border-right:1px solid #000000;overflow:hidden;padding:0px 3px 0px 3px;vertical-align:bottom;font-weight:bold;">Opal (A/D)</td> <td data-sheets-numberformat='{"1":2,"2":"0.00","3":1}' data-sheets-value='{"1":3,"3":2.9}' style="overflow:hidden;padding:0px 3px 0px 3px;vertical-align:bottom;text-align:center;">2.90</td> <td data-sheets-numberformat='{"1":2,"2":"0","3":1}' data-sheets-value='{"1":3,"3":51}' style="overflow:hidden;padding:0px 3px 0px 3px;vertical-align:bottom;text-align:center;">51</td> <td data-sheets-numberformat='{"1":2,"2":"0","3":1}' data-sheets-value='{"1":3,"3":50}' style="overflow:hidden;padding:0px 3px 0px 3px;vertical-align:bottom;text-align:center;">50</td> <td data-sheets-numberformat='{"1":2,"2":"0","3":1}' data-sheets-value='{"1":3,"3":20}' style="border-right:1px solid #000000;overflow:hidden;padding:0px 3px 0px 3px;vertical-align:bottom;text-align:center;">20</td> </tr> <tr style="height:20px;"> <td style="border-left:1px solid #000000;overflow:hidden;padding:0px 3px 0px 3px;vertical-align:bottom;font-weight:bold;"></td> <td data-sheets-value='{"1":2,"2":"Triple-walled"}' style="overflow:hidden;padding:0px 3px 0px 3px;vertical-align:bottom;font-weight:bold;">Triple-walled</td> <td data-sheets-value='{"1":2,"2":"Clear (A/H/H)"}' style="border-right:1px solid #000000;overflow:hidden;padding:0px 3px 0px 3px;vertical-align:bottom;font-weight:bold;">Clear (A/H/H)</td> <td data-sheets-numberformat='{"1":2,"2":"0.00","3":1}' data-sheets-value='{"1":3,"3":1.7}' style="overflow:hidden;padding:0px 3px 0px 3px;vertical-align:bottom;text-align:center;">1.70</td> <td data-sheets-numberformat='{"1":2,"2":"0","3":1}' data-sheets-value='{"1":3,"3":71}' style="overflow:hidden;padding:0px 3px 0px 3px;vertical-align:bottom;text-align:center;">71</td> <td data-sheets-numberformat='{"1":2,"2":"0","3":1}' data-sheets-value='{"1":3,"3":63}' style="overflow:hidden;padding:0px 3px 0px 3px;vertical-align:bottom;text-align:center;">63</td> <td data-sheets-numberformat='{"1":2,"2":"0","3":1}' data-sheets-value='{"1":3,"3":22}' style="border-right:1px solid #000000;overflow:hidden;padding:0px 3px 0px 3px;vertical-align:bottom;text-align:center;">22</td> </tr> <tr style="height:20px;"> <td style="border-left:1px solid #000000;overflow:hidden;padding:0px 3px 0px 3px;vertical-align:bottom;font-weight:bold;"></td> <td data-sheets-value='{"1":2,"2":"Triple-walled"}' style="overflow:hidden;padding:0px 3px 0px 3px;vertical-align:bottom;font-weight:bold;">Triple-walled</td> <td data-sheets-value='{"1":2,"2":"Opal (A/O/O)"}' style="border-right:1px solid #000000;overflow:hidden;padding:0px 3px 0px 3px;vertical-align:bottom;font-weight:bold;">Opal (A/O/O)</td> <td data-sheets-numberformat='{"1":2,"2":"0.00","3":1}' data-sheets-value='{"1":3,"3":1.7}' style="overflow:hidden;padding:0px 3px 0px 3px;vertical-align:bottom;text-align:center;">1.70</td> <td data-sheets-numberformat='{"1":2,"2":"0","3":1}' data-sheets-value='{"1":3,"3":61}' style="overflow:hidden;padding:0px 3px 0px 3px;vertical-align:bottom;text-align:center;">61</td> <td data-sheets-numberformat='{"1":2,"2":"0","3":1}' data-sheets-value='{"1":3,"3":48}' style="overflow:hidden;padding:0px 3px 0px 3px;vertical-align:bottom;text-align:center;">48</td> <td data-sheets-numberformat='{"1":2,"2":"0","3":1}' data-sheets-value='{"1":3,"3":22}' style="border-right:1px solid #000000;overflow:hidden;padding:0px 3px 0px 3px;vertical-align:bottom;text-align:center;">22</td> </tr> <tr style="height:20px;"> <td style="border-left:1px solid #000000;overflow:hidden;padding:0px 3px 0px 3px;vertical-align:bottom;font-weight:bold;"></td> <td data-sheets-value='{"1":2,"2":"Four-walled"}' style="overflow:hidden;padding:0px 3px 0px 3px;vertical-align:bottom;font-weight:bold;">Four-walled</td> <td data-sheets-value='{"1":2,"2":"Clear (A/H/H/H)"}' style="border-right:1px solid #000000;overflow:hidden;padding:0px 3px 0px 3px;vertical-align:bottom;font-weight:bold;">Clear (A/H/H/H)</td> <td data-sheets-numberformat='{"1":2,"2":"0.00","3":1}' data-sheets-value='{"1":3,"3":1.28}' style="overflow:hidden;padding:0px 3px 0px 3px;vertical-align:bottom;text-align:center;">1.28</td> <td data-sheets-numberformat='{"1":2,"2":"0","3":1}' data-sheets-value='{"1":3,"3":64}' style="overflow:hidden;padding:0px 3px 0px 3px;vertical-align:bottom;text-align:center;">64</td> <td data-sheets-numberformat='{"1":2,"2":"0","3":1}' data-sheets-value='{"1":3,"3":52}' style="overflow:hidden;padding:0px 3px 0px 3px;vertical-align:bottom;text-align:center;">52</td> <td data-sheets-numberformat='{"1":2,"2":"0","3":1}' data-sheets-value='{"1":3,"3":23}' style="border-right:1px solid #000000;overflow:hidden;padding:0px 3px 0px 3px;vertical-align:bottom;text-align:center;">23</td> </tr> <tr style="height:20px;"> <td style="border-bottom:1px solid #000000;border-left:1px solid #000000;overflow:hidden;padding:0px 3px 0px 3px;vertical-align:bottom;"></td> <td data-sheets-value='{"1":2,"2":"Four-walled"}' style="border-bottom:1px solid #000000;overflow:hidden;padding:0px 3px 0px 3px;vertical-align:bottom;font-weight:bold;">Four-walled</td> <td data-sheets-value='{"1":2,"2":"Opal (A/H/O/H)"}' style="border-right:1px solid #000000;border-bottom:1px solid #000000;overflow:hidden;padding:0px 3px 0px 3px;vertical-align:bottom;font-weight:bold;">Opal (A/H/O/H)</td> <td data-sheets-numberformat='{"1":2,"2":"0.00","3":1}' data-sheets-value='{"1":3,"3":1.28}' style="border-bottom:1px solid #000000;overflow:hidden;padding:0px 3px 0px 3px;vertical-align:bottom;text-align:center;">1.28</td> <td data-sheets-numberformat='{"1":2,"2":"0","3":1}' data-sheets-value='{"1":3,"3":59}' style="border-bottom:1px solid #000000;overflow:hidden;padding:0px 3px 0px 3px;vertical-align:bottom;text-align:center;">59</td> <td data-sheets-numberformat='{"1":2,"2":"0","3":1}' data-sheets-value='{"1":3,"3":46}' style="border-bottom:1px solid #000000;overflow:hidden;padding:0px 3px 0px 3px;vertical-align:bottom;text-align:center;">46</td> <td data-sheets-numberformat='{"1":2,"2":"0","3":1}' data-sheets-value='{"1":3,"3":23}' style="border-right:1px solid #000000;border-bottom:1px solid #000000;overflow:hidden;padding:0px 3px 0px 3px;vertical-align:bottom;text-align:center;">23</td> </tr> <tr style="height:20px;"> <td data-sheets-value='{"1":2,"2":"Polycarbonate"}' style="border-left:1px solid #000000;overflow:hidden;padding:0px 3px 0px 3px;vertical-align:bottom;font-weight:bold;">Polycarbonate</td> <td data-sheets-value='{"1":2,"2":"Single-walled"}' style="overflow:hidden;padding:0px 3px 0px 3px;vertical-align:bottom;font-weight:bold;">Single-walled</td> <td data-sheets-value='{"1":2,"2":"Heatstop Opal (T)"}' style="border-right:1px solid #000000;overflow:hidden;padding:0px 3px 0px 3px;vertical-align:bottom;font-weight:bold;">Heatstop Opal (T)</td> <td data-sheets-numberformat='{"1":2,"2":"0.00","3":1}' data-sheets-value='{"1":3,"3":5.17}' style="overflow:hidden;padding:0px 3px 0px 3px;vertical-align:bottom;text-align:center;">5.17</td> <td data-sheets-numberformat='{"1":2,"2":"0","3":1}' data-sheets-value='{"1":3,"3":49}' style="overflow:hidden;padding:0px 3px 0px 3px;vertical-align:bottom;text-align:center;">49</td> <td data-sheets-numberformat='{"1":2,"2":"0","3":1}' data-sheets-value='{"1":3,"3":59}' style="overflow:hidden;padding:0px 3px 0px 3px;vertical-align:bottom;text-align:center;">59</td> <td data-sheets-numberformat='{"1":2,"2":"0","3":1}' data-sheets-value='{"1":2,"2":"-"}' style="border-right:1px solid #000000;overflow:hidden;padding:0px 3px 0px 3px;vertical-align:bottom;text-align:center;">-</td> </tr> <tr style="height:20px;"> <td data-sheets-value='{"1":2,"2":"Heatstop PC"}' style="border-left:1px solid #000000;overflow:hidden;padding:0px 3px 0px 3px;vertical-align:bottom;font-weight:bold;">Heatstop PC</td> <td data-sheets-value='{"1":2,"2":"Double-walled"}' style="overflow:hidden;padding:0px 3px 0px 3px;vertical-align:bottom;font-weight:bold;">Double-walled</td> <td data-sheets-value='{"1":2,"2":"Clear (T/H)"}' style="border-right:1px solid #000000;overflow:hidden;padding:0px 3px 0px 3px;vertical-align:bottom;font-weight:bold;">Clear (T/H)</td> <td data-sheets-numberformat='{"1":2,"2":"0.00","3":1}' data-sheets-value='{"1":3,"3":2.9}' style="overflow:hidden;padding:0px 3px 0px 3px;vertical-align:bottom;text-align:center;">2.90</td> <td data-sheets-numberformat='{"1":2,"2":"0","3":1}' data-sheets-value='{"1":3,"3":44}' style="overflow:hidden;padding:0px 3px 0px 3px;vertical-align:bottom;text-align:center;">44</td> <td data-sheets-numberformat='{"1":2,"2":"0","3":1}' data-sheets-value='{"1":3,"3":51}' style="overflow:hidden;padding:0px 3px 0px 3px;vertical-align:bottom;text-align:center;">51</td> <td data-sheets-numberformat='{"1":2,"2":"0","3":1}' data-sheets-value='{"1":3,"3":20}' style="border-right:1px solid #000000;overflow:hidden;padding:0px 3px 0px 3px;vertical-align:bottom;text-align:center;">20</td> </tr> <tr style="height:20px;"> <td style="border-left:1px solid #000000;overflow:hidden;padding:0px 3px 0px 3px;vertical-align:bottom;font-weight:bold;"></td> <td data-sheets-value='{"1":2,"2":"Double-walled"}' style="overflow:hidden;padding:0px 3px 0px 3px;vertical-align:bottom;font-weight:bold;">Double-walled</td> <td data-sheets-value='{"1":2,"2":"Opal (T/O)"}' style="border-right:1px solid #000000;overflow:hidden;padding:0px 3px 0px 3px;vertical-align:bottom;font-weight:bold;">Opal (T/O)</td> <td data-sheets-numberformat='{"1":2,"2":"0.00","3":1}' data-sheets-value='{"1":3,"3":2.9}' style="overflow:hidden;padding:0px 3px 0px 3px;vertical-align:bottom;text-align:center;">2.90</td> <td data-sheets-numberformat='{"1":2,"2":"0","3":1}' data-sheets-value='{"1":3,"3":41}' style="overflow:hidden;padding:0px 3px 0px 3px;vertical-align:bottom;text-align:center;">41</td> <td data-sheets-numberformat='{"1":2,"2":"0","3":1}' data-sheets-value='{"1":3,"3":45}' style="overflow:hidden;padding:0px 3px 0px 3px;vertical-align:bottom;text-align:center;">45</td> <td data-sheets-numberformat='{"1":2,"2":"0","3":1}' data-sheets-value='{"1":3,"3":20}' style="border-right:1px solid #000000;overflow:hidden;padding:0px 3px 0px 3px;vertical-align:bottom;text-align:center;">20</td> </tr> <tr style="height:20px;"> <td style="border-left:1px solid #000000;overflow:hidden;padding:0px 3px 0px 3px;vertical-align:bottom;font-weight:bold;"></td> <td data-sheets-value='{"1":2,"2":"Triple-walled"}' style="overflow:hidden; | skylux-160-ce-met-koepel-en-metaalopstand-met-lm-motor-en-windvang-1500-x-1500-mm | 8586007183693 | 46872296128845
Smoke and heat exhaust (SHEV) | SHE system | Skylux | Skylux 160° CE with skylight and metal curb with LM-actuator and spoiler 1600 x 1600 mm |  | 35267 | 5412970352679 | 5482.55 | Yes | 30-45 | 117.25 | 1600 x 1600 mm | 1600 | 1600 |  | metal curb M30 (30 cm high) | Square | 5.17 W/m²K - 1.28 W/m²K | 87% - 32% | 90% - 32% | 20dB - 23dB | 160° CE (for industry) | skylight | with spoiler | E | Single actuator | Maximum four-walled skylight possible for this product | Ut-value LT-value g-value Rw-value EN 1873 : 2014 EN ISO 13468 EN 16153 EN 410 EN 410 EN ISO 140-3 Material Walls Shells (W/m²K) (%) (%) (dB) Acrylic Single-walled Clear (H) 5.17 90 87 - PMMA Single-walled Opal (O) 5.17 83 76 - Double-walled Clear (H/H) 2.90 81 75 20 Double-walled Opal (O/O) 2.90 69 58 20 Triple-walled Clear (H/H/H) 1.70 73 65 22 Triple-walled Opal (O/H/O) 1.70 62 51 22 Four-walled Clear (H/H/H/H) 1.28 64 54 23 Four-walled Opal (H/H/O/H) 1.28 59 48 23 Polycarbonate Single-walled Clear (A) 5.17 88 83 - PC Single-walled Opal (D) 5.17 58 60 - Double-walled Clear (A/H) 2.90 79 72 20 Double-walled Clear (A/A) 2.90 77 69 20 Double-walled Opal (A/O) 2.90 73 63 20 Double-walled Opal (A/D) 2.90 51 50 20 Triple-walled Clear (A/H/H) 1.70 71 63 22 Triple-walled Opal (A/O/O) 1.70 61 48 22 Four-walled Clear (A/H/H/H) 1.28 64 52 23 Four-walled Opal (A/H/O/H) 1.28 59 46 23 Polycarbonate Single-walled Heatstop Opal (T) 5.17 49 59 - Heatstop PC Double-walled Clear (T/H) 2.90 44 51 20 Double-walled Opal (T/O) 2.90 41 45 20 Triple-walled Clear (T/H/H) 1.70 40 <td data-sheets-numberformat='{"1":2,"2":"0","3":1}' data-sheets-value='{"1":3,"3":44}' style="overflow:hidden;paddin | https://skylux.eu/en/products/skylux-160-ce-met-koepel-en-metaalopstand-met-lm-motor-en-windvang-1600-x-1600-mm | https://skylux.eu/cdn/shop/files/Skylux-160deg-CE-met-koepel-en-metaalopstand-met-LM-motor-en-windvang-1600-x-1600-mm-RWA-systeem.jpg?v=1702977664&width=1600 | https://skylux.eu/cdn/shop/files/e5a82811-1bb0-48e4-a776-cacb59c7c092_c4ea1f0f-e207-45ee-a350-dcc5f4b56556.jpg?v=1688550432&width=1600 | //skylux.eu/cdn/shop/files/E_MH_Mounting_instructions_Skylux_160_CE_LM.pdf?v=12406716259046007223 | //skylux.eu/cdn/shop/files/E_TD_Technical_File_Skylux_Skylux_160_CE_Electric.pdf?v=3667116872303399239 | <style type="text/css" id="isPasted"> <!--td { border: 1px solid #cccccc; } br { mso-data-placement: same-cell; } --> </style> <table border="1" cellpadding="0" cellspacing="0" dir="ltr" style="table-layout:fixed;font-size:10pt;font-family:Arial;border-collapse:collapse;border:none;"><tbody> <tr style="height:20px;"> <td style="overflow:hidden;padding:0px 3px 0px 3px;vertical-align:bottom;"></td> <td style="overflow:hidden;padding:0px 3px 0px 3px;vertical-align:bottom;"></td> <td style="overflow:hidden;padding:0px 3px 0px 3px;vertical-align:bottom;"></td> <td data-sheets-value='{"1":2,"2":"Ut-value"}' style="overflow:hidden;padding:0px 3px 0px 3px;vertical-align:bottom;font-weight:bold;text-align:center;">Ut-value</td> <td data-sheets-value='{"1":2,"2":"LT-value"}' style="overflow:hidden;padding:0px 3px 0px 3px;vertical-align:bottom;font-weight:bold;text-align:center;">LT-value</td> <td data-sheets-value='{"1":2,"2":"g-value"}' style="overflow:hidden;padding:0px 3px 0px 3px;vertical-align:bottom;font-weight:bold;text-align:center;">g-value</td> <td data-sheets-value='{"1":2,"2":"Rw-value "}' style="overflow:hidden;padding:0px 3px 0px 3px;vertical-align:bottom;font-weight:bold;text-align:center;">Rw-value </td> </tr> <tr style="height:20px;"> <td style="overflow:hidden;padding:0px 3px 0px 3px;vertical-align:bottom;"></td> <td style="overflow:hidden;padding:0px 3px 0px 3px;vertical-align:bottom;"></td> <td style="overflow:hidden;padding:0px 3px 0px 3px;vertical-align:bottom;"></td> <td data-sheets-numberformat='{"1":2,"2":"0.00","3":1}' data-sheets-value='{"1":2,"2":"EN 1873 : 2014"}' style="overflow:hidden;padding:0px 3px 0px 3px;vertical-align:bottom;text-align:center;">EN 1873 : 2014</td> <td data-sheets-numberformat='{"1":2,"2":"0","3":1}' data-sheets-value='{"1":2,"2":"EN ISO 13468 EN 16153 EN 410"}' style="overflow:hidden;padding:0px 3px 0px 3px;vertical-align:bottom;text-align:center;">EN ISO 13468 EN 16153 EN 410</td> <td data-sheets-numberformat='{"1":2,"2":"0","3":1}' data-sheets-value='{"1":2,"2":"EN 410"}' style="overflow:hidden;padding:0px 3px 0px 3px;vertical-align:bottom;text-align:center;">EN 410</td> <td data-sheets-value='{"1":2,"2":"EN ISO 140-3\t\t"}' style="overflow:hidden;padding:0px 3px 0px 3px;vertical-align:bottom;text-align:center;">EN ISO 140-3 </td> </tr> <tr style="height:20px;"> <td data-sheets-value='{"1":2,"2":"Material"}' style="border-bottom:1px solid #000000;overflow:hidden;padding:0px 3px 0px 3px;vertical-align:bottom;background-color:#000000;font-weight:bold;color:#ffffff;">Material</td> <td data-sheets-value='{"1":2,"2":"Walls"}' style="border-bottom:1px solid #000000;overflow:hidden;padding:0px 3px 0px 3px;vertical-align:bottom;background-color:#000000;font-weight:bold;color:#ffffff;">Walls</td> <td data-sheets-value='{"1":2,"2":"Shells"}' style="border-bottom:1px solid #000000;overflow:hidden;padding:0px 3px 0px 3px;vertical-align:bottom;background-color:#000000;font-weight:bold;color:#ffffff;">Shells</td> <td data-sheets-numberformat='{"1":2,"2":"0.00","3":1}' data-sheets-value='{"1":2,"2":"(W/m²K)\t"}' style="border-bottom:1px solid #000000;overflow:hidden;padding:0px 3px 0px 3px;vertical-align:bottom;background-color:#000000;font-weight:bold;color:#ffffff;text-align:center;">(W/m²K) </td> <td data-sheets-numberformat='{"1":2,"2":"0","3":1}' data-sheets-value='{"1":2,"2":"(%)"}' style="border-bottom:1px solid #000000;overflow:hidden;padding:0px 3px 0px 3px;vertical-align:bottom;background-color:#000000;font-weight:bold;color:#ffffff;text-align:center;">(%)</td> <td data-sheets-numberformat='{"1":2,"2":"0","3":1}' data-sheets-value='{"1":2,"2":"(%)"}' style="border-bottom:1px solid #000000;overflow:hidden;padding:0px 3px 0px 3px;vertical-align:bottom;background-color:#000000;font-weight:bold;color:#ffffff;text-align:center;">(%)</td> <td data-sheets-value='{"1":2,"2":"(dB)"}' style="border-bottom:1px solid #000000;overflow:hidden;padding:0px 3px 0px 3px;vertical-align:bottom;background-color:#000000;font-weight:bold;color:#ffffff;text-align:center;">(dB)</td> </tr> <tr style="height:20px;"> <td data-sheets-value='{"1":2,"2":"Acrylic"}' style="border-left:1px solid #000000;overflow:hidden;padding:0px 3px 0px 3px;vertical-align:bottom;font-weight:bold;">Acrylic</td> <td data-sheets-value='{"1":2,"2":"Single-walled"}' style="overflow:hidden;padding:0px 3px 0px 3px;vertical-align:bottom;font-weight:bold;">Single-walled</td> <td data-sheets-value='{"1":2,"2":"Clear (H)"}' style="border-right:1px solid #000000;overflow:hidden;padding:0px 3px 0px 3px;vertical-align:bottom;font-weight:bold;">Clear (H)</td> <td data-sheets-numberformat='{"1":2,"2":"0.00","3":1}' data-sheets-value='{"1":3,"3":5.17}' style="overflow:hidden;padding:0px 3px 0px 3px;vertical-align:bottom;text-align:center;">5.17</td> <td data-sheets-numberformat='{"1":2,"2":"0","3":1}' data-sheets-value='{"1":3,"3":90}' style="overflow:hidden;padding:0px 3px 0px 3px;vertical-align:bottom;text-align:center;">90</td> <td data-sheets-numberformat='{"1":2,"2":"0","3":1}' data-sheets-value='{"1":3,"3":87}' style="overflow:hidden;padding:0px 3px 0px 3px;vertical-align:bottom;text-align:center;">87</td> <td data-sheets-numberformat='{"1":2,"2":"0","3":1}' data-sheets-value='{"1":2,"2":"-"}' style="border-right:1px solid #000000;overflow:hidden;padding:0px 3px 0px 3px;vertical-align:bottom;text-align:center;">-</td> </tr> <tr style="height:20px;"> <td data-sheets-value='{"1":2,"2":"PMMA"}' style="border-left:1px solid #000000;overflow:hidden;padding:0px 3px 0px 3px;vertical-align:bottom;font-weight:bold;">PMMA</td> <td data-sheets-value='{"1":2,"2":"Single-walled"}' style="overflow:hidden;padding:0px 3px 0px 3px;vertical-align:bottom;font-weight:bold;">Single-walled</td> <td data-sheets-value='{"1":2,"2":"Opal (O)"}' style="border-right:1px solid #000000;overflow:hidden;padding:0px 3px 0px 3px;vertical-align:bottom;font-weight:bold;">Opal (O)</td> <td data-sheets-numberformat='{"1":2,"2":"0.00","3":1}' data-sheets-value='{"1":3,"3":5.17}' style="overflow:hidden;padding:0px 3px 0px 3px;vertical-align:bottom;text-align:center;">5.17</td> <td data-sheets-numberformat='{"1":2,"2":"0","3":1}' data-sheets-value='{"1":3,"3":83}' style="overflow:hidden;padding:0px 3px 0px 3px;vertical-align:bottom;text-align:center;">83</td> <td data-sheets-numberformat='{"1":2,"2":"0","3":1}' data-sheets-value='{"1":3,"3":76}' style="overflow:hidden;padding:0px 3px 0px 3px;vertical-align:bottom;text-align:center;">76</td> <td data-sheets-numberformat='{"1":2,"2":"0","3":1}' data-sheets-value='{"1":2,"2":"-"}' style="border-right:1px solid #000000;overflow:hidden;padding:0px 3px 0px 3px;vertical-align:bottom;text-align:center;">-</td> </tr> <tr style="height:20px;"> <td style="border-left:1px solid #000000;overflow:hidden;padding:0px 3px 0px 3px;vertical-align:bottom;font-weight:bold;"></td> <td data-sheets-value='{"1":2,"2":"Double-walled"}' style="overflow:hidden;padding:0px 3px 0px 3px;vertical-align:bottom;font-weight:bold;">Double-walled</td> <td data-sheets-value='{"1":2,"2":"Clear (H/H)"}' style="border-right:1px solid #000000;overflow:hidden;padding:0px 3px 0px 3px;vertical-align:bottom;font-weight:bold;">Clear (H/H)</td> <td data-sheets-numberformat='{"1":2,"2":"0.00","3":1}' data-sheets-value='{"1":3,"3":2.9}' style="overflow:hidden;padding:0px 3px 0px 3px;vertical-align:bottom;text-align:center;">2.90</td> <td data-sheets-numberformat='{"1":2,"2":"0","3":1}' data-sheets-value='{"1":3,"3":81}' style="overflow:hidden;padding:0px 3px 0px 3px;vertical-align:bottom;text-align:center;">81</td> <td data-sheets-numberformat='{"1":2,"2":"0","3":1}' data-sheets-value='{"1":3,"3":75}' style="overflow:hidden;padding:0px 3px 0px 3px;vertical-align:bottom;text-align:center;">75</td> <td data-sheets-numberformat='{"1":2,"2":"0","3":1}' data-sheets-value='{"1":3,"3":20}' style="border-right:1px solid #000000;overflow:hidden;padding:0px 3px 0px 3px;vertical-align:bottom;text-align:center;">20</td> </tr> <tr style="height:20px;"> <td style="border-left:1px solid #000000;overflow:hidden;padding:0px 3px 0px 3px;vertical-align:bottom;font-weight:bold;"></td> <td data-sheets-value='{"1":2,"2":"Double-walled"}' style="overflow:hidden;padding:0px 3px 0px 3px;vertical-align:bottom;font-weight:bold;">Double-walled</td> <td data-sheets-value='{"1":2,"2":"Opal (O/O)"}' style="border-right:1px solid #000000;overflow:hidden;padding:0px 3px 0px 3px;vertical-align:bottom;font-weight:bold;">Opal (O/O)</td> <td data-sheets-numberformat='{"1":2,"2":"0.00","3":1}' data-sheets-value='{"1":3,"3":2.9}' style="overflow:hidden;padding:0px 3px 0px 3px;vertical-align:bottom;text-align:center;">2.90</td> <td data-sheets-numberformat='{"1":2,"2":"0","3":1}' data-sheets-value='{"1":3,"3":69}' style="overflow:hidden;padding:0px 3px 0px 3px;vertical-align:bottom;text-align:center;">69</td> <td data-sheets-numberformat='{"1":2,"2":"0","3":1}' data-sheets-value='{"1":3,"3":58}' style="overflow:hidden;padding:0px 3px 0px 3px;vertical-align:bottom;text-align:center;">58</td> <td data-sheets-numberformat='{"1":2,"2":"0","3":1}' data-sheets-value='{"1":3,"3":20}' style="border-right:1px solid #000000;overflow:hidden;padding:0px 3px 0px 3px;vertical-align:bottom;text-align:center;">20</td> </tr> <tr style="height:20px;"> <td style="border-left:1px solid #000000;overflow:hidden;padding:0px 3px 0px 3px;vertical-align:bottom;font-weight:bold;"></td> <td data-sheets-value='{"1":2,"2":"Triple-walled"}' style="overflow:hidden;padding:0px 3px 0px 3px;vertical-align:bottom;font-weight:bold;">Triple-walled</td> <td data-sheets-value='{"1":2,"2":"Clear (H/H/H)"}' style="border-right:1px solid #000000;overflow:hidden;padding:0px 3px 0px 3px;vertical-align:bottom;font-weight:bold;">Clear (H/H/H)</td> <td data-sheets-numberformat='{"1":2,"2":"0.00","3":1}' data-sheets-value='{"1":3,"3":1.7}' style="overflow:hidden;padding:0px 3px 0px 3px;vertical-align:bottom;text-align:center;">1.70</td> <td data-sheets-numberformat='{"1":2,"2":"0","3":1}' data-sheets-value='{"1":3,"3":73}' style="overflow:hidden;padding:0px 3px 0px 3px;vertical-align:bottom;text-align:center;">73</td> <td data-sheets-numberformat='{"1":2,"2":"0","3":1}' data-sheets-value='{"1":3,"3":65}' style="overflow:hidden;padding:0px 3px 0px 3px;vertical-align:bottom;text-align:center;">65</td> <td data-sheets-numberformat='{"1":2,"2":"0","3":1}' data-sheets-value='{"1":3,"3":22}' style="border-right:1px solid #000000;overflow:hidden;padding:0px 3px 0px 3px;vertical-align:bottom;text-align:center;">22</td> </tr> <tr style="height:20px;"> <td style="border-left:1px solid #000000;overflow:hidden;padding:0px 3px 0px 3px;vertical-align:bottom;font-weight:bold;"></td> <td data-sheets-value='{"1":2,"2":"Triple-walled"}' style="overflow:hidden;padding:0px 3px 0px 3px;vertical-align:bottom;font-weight:bold;">Triple-walled</td> <td data-sheets-value='{"1":2,"2":"Opal (O/H/O)"}' style="border-right:1px solid #000000;overflow:hidden;padding:0px 3px 0px 3px;vertical-align:bottom;font-weight:bold;">Opal (O/H/O)</td> <td data-sheets-numberformat='{"1":2,"2":"0.00","3":1}' data-sheets-value='{"1":3,"3":1.7}' style="overflow:hidden;padding:0px 3px 0px 3px;vertical-align:bottom;text-align:center;">1.70</td> <td data-sheets-numberformat='{"1":2,"2":"0","3":1}' data-sheets-value='{"1":3,"3":62}' style="overflow:hidden;padding:0px 3px 0px 3px;vertical-align:bottom;text-align:center;">62</td> <td data-sheets-numberformat='{"1":2,"2":"0","3":1}' data-sheets-value='{"1":3,"3":51}' style="overflow:hidden;padding:0px 3px 0px 3px;vertical-align:bottom;text-align:center;">51</td> <td data-sheets-numberformat='{"1":2,"2":"0","3":1}' data-sheets-value='{"1":3,"3":22}' style="border-right:1px solid #000000;overflow:hidden;padding:0px 3px 0px 3px;vertical-align:bottom;text-align:center;">22</td> </tr> <tr style="height:20px;"> <td style="border-left:1px solid #000000;overflow:hidden;padding:0px 3px 0px 3px;vertical-align:bottom;font-weight:bold;"></td> <td data-sheets-value='{"1":2,"2":"Four-walled"}' style="overflow:hidden;padding:0px 3px 0px 3px;vertical-align:bottom;font-weight:bold;">Four-walled</td> <td data-sheets-value='{"1":2,"2":"Clear (H/H/H/H)"}' style="border-right:1px solid #000000;overflow:hidden;padding:0px 3px 0px 3px;vertical-align:bottom;font-weight:bold;">Clear (H/H/H/H)</td> <td data-sheets-numberformat='{"1":2,"2":"0.00","3":1}' data-sheets-value='{"1":3,"3":1.28}' style="overflow:hidden;padding:0px 3px 0px 3px;vertical-align:bottom;text-align:center;">1.28</td> <td data-sheets-numberformat='{"1":2,"2":"0","3":1}' data-sheets-value='{"1":3,"3":64}' style="overflow:hidden;padding:0px 3px 0px 3px;vertical-align:bottom;text-align:center;">64</td> <td data-sheets-numberformat='{"1":2,"2":"0","3":1}' data-sheets-value='{"1":3,"3":54}' style="overflow:hidden;padding:0px 3px 0px 3px;vertical-align:bottom;text-align:center;">54</td> <td data-sheets-numberformat='{"1":2,"2":"0","3":1}' data-sheets-value='{"1":3,"3":23}' style="border-right:1px solid #000000;overflow:hidden;padding:0px 3px 0px 3px;vertical-align:bottom;text-align:center;">23</td> </tr> <tr style="height:20px;"> <td style="border-bottom:1px solid #000000;border-left:1px solid #000000;overflow:hidden;padding:0px 3px 0px 3px;vertical-align:bottom;"></td> <td data-sheets-value='{"1":2,"2":"Four-walled"}' style="border-bottom:1px solid #000000;overflow:hidden;padding:0px 3px 0px 3px;vertical-align:bottom;font-weight:bold;">Four-walled</td> <td data-sheets-value='{"1":2,"2":"Opal (H/H/O/H)"}' style="border-right:1px solid #000000;border-bottom:1px solid #000000;overflow:hidden;padding:0px 3px 0px 3px;vertical-align:bottom;font-weight:bold;">Opal (H/H/O/H)</td> <td data-sheets-numberformat='{"1":2,"2":"0.00","3":1}' data-sheets-value='{"1":3,"3":1.28}' style="border-bottom:1px solid #000000;overflow:hidden;padding:0px 3px 0px 3px;vertical-align:bottom;text-align:center;">1.28</td> <td data-sheets-numberformat='{"1":2,"2":"0","3":1}' data-sheets-value='{"1":3,"3":59}' style="border-bottom:1px solid #000000;overflow:hidden;padding:0px 3px 0px 3px;vertical-align:bottom;text-align:center;">59</td> <td data-sheets-numberformat='{"1":2,"2":"0","3":1}' data-sheets-value='{"1":3,"3":48}' style="border-bottom:1px solid #000000;overflow:hidden;padding:0px 3px 0px 3px;vertical-align:bottom;text-align:center;">48</td> <td data-sheets-numberformat='{"1":2,"2":"0","3":1}' data-sheets-value='{"1":3,"3":23}' style="border-right:1px solid #000000;border-bottom:1px solid #000000;overflow:hidden;padding:0px 3px 0px 3px;vertical-align:bottom;text-align:center;">23</td> </tr> <tr style="height:20px;"> <td data-sheets-value='{"1":2,"2":"Polycarbonate "}' style="border-left:1px solid #000000;overflow:hidden;padding:0px 3px 0px 3px;vertical-align:bottom;font-weight:bold;">Polycarbonate </td> <td data-sheets-value='{"1":2,"2":"Single-walled"}' style="overflow:hidden;padding:0px 3px 0px 3px;vertical-align:bottom;font-weight:bold;">Single-walled</td> <td data-sheets-value='{"1":2,"2":"Clear (A)"}' style="border-right:1px solid #000000;overflow:hidden;padding:0px 3px 0px 3px;vertical-align:bottom;font-weight:bold;">Clear (A)</td> <td data-sheets-numberformat='{"1":2,"2":"0.00","3":1}' data-sheets-value='{"1":3,"3":5.17}' style="overflow:hidden;padding:0px 3px 0px 3px;vertical-align:bottom;text-align:center;">5.17</td> <td data-sheets-numberformat='{"1":2,"2":"0","3":1}' data-sheets-value='{"1":3,"3":88}' style="overflow:hidden;padding:0px 3px 0px 3px;vertical-align:bottom;text-align:center;">88</td> <td data-sheets-numberformat='{"1":2,"2":"0","3":1}' data-sheets-value='{"1":3,"3":83}' style="overflow:hidden;padding:0px 3px 0px 3px;vertical-align:bottom;text-align:center;">83</td> <td data-sheets-numberformat='{"1":2,"2":"0","3":1}' data-sheets-value='{"1":2,"2":"-"}' style="border-right:1px solid #000000;overflow:hidden;padding:0px 3px 0px 3px;vertical-align:bottom;text-align:center;">-</td> </tr> <tr style="height:20px;"> <td data-sheets-value='{"1":2,"2":"PC"}' style="border-left:1px solid #000000;overflow:hidden;padding:0px 3px 0px 3px;vertical-align:bottom;font-weight:bold;">PC</td> <td data-sheets-value='{"1":2,"2":"Single-walled"}' style="overflow:hidden;padding:0px 3px 0px 3px;vertical-align:bottom;font-weight:bold;">Single-walled</td> <td data-sheets-value='{"1":2,"2":"Opal (D)"}' style="border-right:1px solid #000000;overflow:hidden;padding:0px 3px 0px 3px;vertical-align:bottom;font-weight:bold;">Opal (D)</td> <td data-sheets-numberformat='{"1":2,"2":"0.00","3":1}' data-sheets-value='{"1":3,"3":5.17}' style="overflow:hidden;padding:0px 3px 0px 3px;vertical-align:bottom;text-align:center;">5.17</td> <td data-sheets-numberformat='{"1":2,"2":"0","3":1}' data-sheets-value='{"1":3,"3":58}' style="overflow:hidden;padding:0px 3px 0px 3px;vertical-align:bottom;text-align:center;">58</td> <td data-sheets-numberformat='{"1":2,"2":"0","3":1}' data-sheets-value='{"1":3,"3":60}' style="overflow:hidden;padding:0px 3px 0px 3px;vertical-align:bottom;text-align:center;">60</td> <td data-sheets-numberformat='{"1":2,"2":"0","3":1}' data-sheets-value='{"1":2,"2":"-"}' style="border-right:1px solid #000000;overflow:hidden;padding:0px 3px 0px 3px;vertical-align:bottom;text-align:center;">-</td> </tr> <tr style="height:20px;"> <td style="border-left:1px solid #000000;overflow:hidden;padding:0px 3px 0px 3px;vertical-align:bottom;font-weight:bold;"></td> <td data-sheets-value='{"1":2,"2":"Double-walled"}' style="overflow:hidden;padding:0px 3px 0px 3px;vertical-align:bottom;font-weight:bold;">Double-walled</td> <td data-sheets-value='{"1":2,"2":"Clear (A/H)"}' style="border-right:1px solid #000000;overflow:hidden;padding:0px 3px 0px 3px;vertical-align:bottom;font-weight:bold;">Clear (A/H)</td> <td data-sheets-numberformat='{"1":2,"2":"0.00","3":1}' data-sheets-value='{"1":3,"3":2.9}' style="overflow:hidden;padding:0px 3px 0px 3px;vertical-align:bottom;text-align:center;">2.90</td> <td data-sheets-numberformat='{"1":2,"2":"0","3":1}' data-sheets-value='{"1":3,"3":79}' style="overflow:hidden;padding:0px 3px 0px 3px;vertical-align:bottom;text-align:center;">79</td> <td data-sheets-numberformat='{"1":2,"2":"0","3":1}' data-sheets-value='{"1":3,"3":72}' style="overflow:hidden;padding:0px 3px 0px 3px;vertical-align:bottom;text-align:center;">72</td> <td data-sheets-numberformat='{"1":2,"2":"0","3":1}' data-sheets-value='{"1":3,"3":20}' style="border-right:1px solid #000000;overflow:hidden;padding:0px 3px 0px 3px;vertical-align:bottom;text-align:center;">20</td> </tr> <tr style="height:20px;"> <td style="border-left:1px solid #000000;overflow:hidden;padding:0px 3px 0px 3px;vertical-align:bottom;font-weight:bold;"></td> <td data-sheets-value='{"1":2,"2":"Double-walled"}' style="overflow:hidden;padding:0px 3px 0px 3px;vertical-align:bottom;font-weight:bold;">Double-walled</td> <td data-sheets-value='{"1":2,"2":"Clear (A/A)"}' style="border-right:1px solid #000000;overflow:hidden;padding:0px 3px 0px 3px;vertical-align:bottom;font-weight:bold;">Clear (A/A)</td> <td data-sheets-numberformat='{"1":2,"2":"0.00","3":1}' data-sheets-value='{"1":3,"3":2.9}' style="overflow:hidden;padding:0px 3px 0px 3px;vertical-align:bottom;text-align:center;">2.90</td> <td data-sheets-numberformat='{"1":2,"2":"0","3":1}' data-sheets-value='{"1":3,"3":77}' style="overflow:hidden;padding:0px 3px 0px 3px;vertical-align:bottom;text-align:center;">77</td> <td data-sheets-numberformat='{"1":2,"2":"0","3":1}' data-sheets-value='{"1":3,"3":69}' style="overflow:hidden;padding:0px 3px 0px 3px;vertical-align:bottom;text-align:center;">69</td> <td data-sheets-numberformat='{"1":2,"2":"0","3":1}' data-sheets-value='{"1":3,"3":20}' style="border-right:1px solid #000000;overflow:hidden;padding:0px 3px 0px 3px;vertical-align:bottom;text-align:center;">20</td> </tr> <tr style="height:20px;"> <td style="border-left:1px solid #000000;overflow:hidden;padding:0px 3px 0px 3px;vertical-align:bottom;font-weight:bold;"></td> <td data-sheets-value='{"1":2,"2":"Double-walled"}' style="overflow:hidden;padding:0px 3px 0px 3px;vertical-align:bottom;font-weight:bold;">Double-walled</td> <td data-sheets-value='{"1":2,"2":"Opal (A/O)"}' style="border-right:1px solid #000000;overflow:hidden;padding:0px 3px 0px 3px;vertical-align:bottom;font-weight:bold;">Opal (A/O)</td> <td data-sheets-numberformat='{"1":2,"2":"0.00","3":1}' data-sheets-value='{"1":3,"3":2.9}' style="overflow:hidden;padding:0px 3px 0px 3px;vertical-align:bottom;text-align:center;">2.90</td> <td data-sheets-numberformat='{"1":2,"2":"0","3":1}' data-sheets-value='{"1":3,"3":73}' style="overflow:hidden;padding:0px 3px 0px 3px;vertical-align:bottom;text-align:center;">73</td> <td data-sheets-numberformat='{"1":2,"2":"0","3":1}' data-sheets-value='{"1":3,"3":63}' style="overflow:hidden;padding:0px 3px 0px 3px;vertical-align:bottom;text-align:center;">63</td> <td data-sheets-numberformat='{"1":2,"2":"0","3":1}' data-sheets-value='{"1":3,"3":20}' style="border-right:1px solid #000000;overflow:hidden;padding:0px 3px 0px 3px;vertical-align:bottom;text-align:center;">20</td> </tr> <tr style="height:20px;"> <td style="border-left:1px solid #000000;overflow:hidden;padding:0px 3px 0px 3px;vertical-align:bottom;font-weight:bold;"></td> <td data-sheets-value='{"1":2,"2":"Double-walled"}' style="overflow:hidden;padding:0px 3px 0px 3px;vertical-align:bottom;font-weight:bold;">Double-walled</td> <td data-sheets-value='{"1":2,"2":"Opal (A/D)"}' style="border-right:1px solid #000000;overflow:hidden;padding:0px 3px 0px 3px;vertical-align:bottom;font-weight:bold;">Opal (A/D)</td> <td data-sheets-numberformat='{"1":2,"2":"0.00","3":1}' data-sheets-value='{"1":3,"3":2.9}' style="overflow:hidden;padding:0px 3px 0px 3px;vertical-align:bottom;text-align:center;">2.90</td> <td data-sheets-numberformat='{"1":2,"2":"0","3":1}' data-sheets-value='{"1":3,"3":51}' style="overflow:hidden;padding:0px 3px 0px 3px;vertical-align:bottom;text-align:center;">51</td> <td data-sheets-numberformat='{"1":2,"2":"0","3":1}' data-sheets-value='{"1":3,"3":50}' style="overflow:hidden;padding:0px 3px 0px 3px;vertical-align:bottom;text-align:center;">50</td> <td data-sheets-numberformat='{"1":2,"2":"0","3":1}' data-sheets-value='{"1":3,"3":20}' style="border-right:1px solid #000000;overflow:hidden;padding:0px 3px 0px 3px;vertical-align:bottom;text-align:center;">20</td> </tr> <tr style="height:20px;"> <td style="border-left:1px solid #000000;overflow:hidden;padding:0px 3px 0px 3px;vertical-align:bottom;font-weight:bold;"></td> <td data-sheets-value='{"1":2,"2":"Triple-walled"}' style="overflow:hidden;padding:0px 3px 0px 3px;vertical-align:bottom;font-weight:bold;">Triple-walled</td> <td data-sheets-value='{"1":2,"2":"Clear (A/H/H)"}' style="border-right:1px solid #000000;overflow:hidden;padding:0px 3px 0px 3px;vertical-align:bottom;font-weight:bold;">Clear (A/H/H)</td> <td data-sheets-numberformat='{"1":2,"2":"0.00","3":1}' data-sheets-value='{"1":3,"3":1.7}' style="overflow:hidden;padding:0px 3px 0px 3px;vertical-align:bottom;text-align:center;">1.70</td> <td data-sheets-numberformat='{"1":2,"2":"0","3":1}' data-sheets-value='{"1":3,"3":71}' style="overflow:hidden;padding:0px 3px 0px 3px;vertical-align:bottom;text-align:center;">71</td> <td data-sheets-numberformat='{"1":2,"2":"0","3":1}' data-sheets-value='{"1":3,"3":63}' style="overflow:hidden;padding:0px 3px 0px 3px;vertical-align:bottom;text-align:center;">63</td> <td data-sheets-numberformat='{"1":2,"2":"0","3":1}' data-sheets-value='{"1":3,"3":22}' style="border-right:1px solid #000000;overflow:hidden;padding:0px 3px 0px 3px;vertical-align:bottom;text-align:center;">22</td> </tr> <tr style="height:20px;"> <td style="border-left:1px solid #000000;overflow:hidden;padding:0px 3px 0px 3px;vertical-align:bottom;font-weight:bold;"></td> <td data-sheets-value='{"1":2,"2":"Triple-walled"}' style="overflow:hidden;padding:0px 3px 0px 3px;vertical-align:bottom;font-weight:bold;">Triple-walled</td> <td data-sheets-value='{"1":2,"2":"Opal (A/O/O)"}' style="border-right:1px solid #000000;overflow:hidden;padding:0px 3px 0px 3px;vertical-align:bottom;font-weight:bold;">Opal (A/O/O)</td> <td data-sheets-numberformat='{"1":2,"2":"0.00","3":1}' data-sheets-value='{"1":3,"3":1.7}' style="overflow:hidden;padding:0px 3px 0px 3px;vertical-align:bottom;text-align:center;">1.70</td> <td data-sheets-numberformat='{"1":2,"2":"0","3":1}' data-sheets-value='{"1":3,"3":61}' style="overflow:hidden;padding:0px 3px 0px 3px;vertical-align:bottom;text-align:center;">61</td> <td data-sheets-numberformat='{"1":2,"2":"0","3":1}' data-sheets-value='{"1":3,"3":48}' style="overflow:hidden;padding:0px 3px 0px 3px;vertical-align:bottom;text-align:center;">48</td> <td data-sheets-numberformat='{"1":2,"2":"0","3":1}' data-sheets-value='{"1":3,"3":22}' style="border-right:1px solid #000000;overflow:hidden;padding:0px 3px 0px 3px;vertical-align:bottom;text-align:center;">22</td> </tr> <tr style="height:20px;"> <td style="border-left:1px solid #000000;overflow:hidden;padding:0px 3px 0px 3px;vertical-align:bottom;font-weight:bold;"></td> <td data-sheets-value='{"1":2,"2":"Four-walled"}' style="overflow:hidden;padding:0px 3px 0px 3px;vertical-align:bottom;font-weight:bold;">Four-walled</td> <td data-sheets-value='{"1":2,"2":"Clear (A/H/H/H)"}' style="border-right:1px solid #000000;overflow:hidden;padding:0px 3px 0px 3px;vertical-align:bottom;font-weight:bold;">Clear (A/H/H/H)</td> <td data-sheets-numberformat='{"1":2,"2":"0.00","3":1}' data-sheets-value='{"1":3,"3":1.28}' style="overflow:hidden;padding:0px 3px 0px 3px;vertical-align:bottom;text-align:center;">1.28</td> <td data-sheets-numberformat='{"1":2,"2":"0","3":1}' data-sheets-value='{"1":3,"3":64}' style="overflow:hidden;padding:0px 3px 0px 3px;vertical-align:bottom;text-align:center;">64</td> <td data-sheets-numberformat='{"1":2,"2":"0","3":1}' data-sheets-value='{"1":3,"3":52}' style="overflow:hidden;padding:0px 3px 0px 3px;vertical-align:bottom;text-align:center;">52</td> <td data-sheets-numberformat='{"1":2,"2":"0","3":1}' data-sheets-value='{"1":3,"3":23}' style="border-right:1px solid #000000;overflow:hidden;padding:0px 3px 0px 3px;vertical-align:bottom;text-align:center;">23</td> </tr> <tr style="height:20px;"> <td style="border-bottom:1px solid #000000;border-left:1px solid #000000;overflow:hidden;padding:0px 3px 0px 3px;vertical-align:bottom;"></td> <td data-sheets-value='{"1":2,"2":"Four-walled"}' style="border-bottom:1px solid #000000;overflow:hidden;padding:0px 3px 0px 3px;vertical-align:bottom;font-weight:bold;">Four-walled</td> <td data-sheets-value='{"1":2,"2":"Opal (A/H/O/H)"}' style="border-right:1px solid #000000;border-bottom:1px solid #000000;overflow:hidden;padding:0px 3px 0px 3px;vertical-align:bottom;font-weight:bold;">Opal (A/H/O/H)</td> <td data-sheets-numberformat='{"1":2,"2":"0.00","3":1}' data-sheets-value='{"1":3,"3":1.28}' style="border-bottom:1px solid #000000;overflow:hidden;padding:0px 3px 0px 3px;vertical-align:bottom;text-align:center;">1.28</td> <td data-sheets-numberformat='{"1":2,"2":"0","3":1}' data-sheets-value='{"1":3,"3":59}' style="border-bottom:1px solid #000000;overflow:hidden;padding:0px 3px 0px 3px;vertical-align:bottom;text-align:center;">59</td> <td data-sheets-numberformat='{"1":2,"2":"0","3":1}' data-sheets-value='{"1":3,"3":46}' style="border-bottom:1px solid #000000;overflow:hidden;padding:0px 3px 0px 3px;vertical-align:bottom;text-align:center;">46</td> <td data-sheets-numberformat='{"1":2,"2":"0","3":1}' data-sheets-value='{"1":3,"3":23}' style="border-right:1px solid #000000;border-bottom:1px solid #000000;overflow:hidden;padding:0px 3px 0px 3px;vertical-align:bottom;text-align:center;">23</td> </tr> <tr style="height:20px;"> <td data-sheets-value='{"1":2,"2":"Polycarbonate"}' style="border-left:1px solid #000000;overflow:hidden;padding:0px 3px 0px 3px;vertical-align:bottom;font-weight:bold;">Polycarbonate</td> <td data-sheets-value='{"1":2,"2":"Single-walled"}' style="overflow:hidden;padding:0px 3px 0px 3px;vertical-align:bottom;font-weight:bold;">Single-walled</td> <td data-sheets-value='{"1":2,"2":"Heatstop Opal (T)"}' style="border-right:1px solid #000000;overflow:hidden;padding:0px 3px 0px 3px;vertical-align:bottom;font-weight:bold;">Heatstop Opal (T)</td> <td data-sheets-numberformat='{"1":2,"2":"0.00","3":1}' data-sheets-value='{"1":3,"3":5.17}' style="overflow:hidden;padding:0px 3px 0px 3px;vertical-align:bottom;text-align:center;">5.17</td> <td data-sheets-numberformat='{"1":2,"2":"0","3":1}' data-sheets-value='{"1":3,"3":49}' style="overflow:hidden;padding:0px 3px 0px 3px;vertical-align:bottom;text-align:center;">49</td> <td data-sheets-numberformat='{"1":2,"2":"0","3":1}' data-sheets-value='{"1":3,"3":59}' style="overflow:hidden;padding:0px 3px 0px 3px;vertical-align:bottom;text-align:center;">59</td> <td data-sheets-numberformat='{"1":2,"2":"0","3":1}' data-sheets-value='{"1":2,"2":"-"}' style="border-right:1px solid #000000;overflow:hidden;padding:0px 3px 0px 3px;vertical-align:bottom;text-align:center;">-</td> </tr> <tr style="height:20px;"> <td data-sheets-value='{"1":2,"2":"Heatstop PC"}' style="border-left:1px solid #000000;overflow:hidden;padding:0px 3px 0px 3px;vertical-align:bottom;font-weight:bold;">Heatstop PC</td> <td data-sheets-value='{"1":2,"2":"Double-walled"}' style="overflow:hidden;padding:0px 3px 0px 3px;vertical-align:bottom;font-weight:bold;">Double-walled</td> <td data-sheets-value='{"1":2,"2":"Clear (T/H)"}' style="border-right:1px solid #000000;overflow:hidden;padding:0px 3px 0px 3px;vertical-align:bottom;font-weight:bold;">Clear (T/H)</td> <td data-sheets-numberformat='{"1":2,"2":"0.00","3":1}' data-sheets-value='{"1":3,"3":2.9}' style="overflow:hidden;padding:0px 3px 0px 3px;vertical-align:bottom;text-align:center;">2.90</td> <td data-sheets-numberformat='{"1":2,"2":"0","3":1}' data-sheets-value='{"1":3,"3":44}' style="overflow:hidden;padding:0px 3px 0px 3px;vertical-align:bottom;text-align:center;">44</td> <td data-sheets-numberformat='{"1":2,"2":"0","3":1}' data-sheets-value='{"1":3,"3":51}' style="overflow:hidden;padding:0px 3px 0px 3px;vertical-align:bottom;text-align:center;">51</td> <td data-sheets-numberformat='{"1":2,"2":"0","3":1}' data-sheets-value='{"1":3,"3":20}' style="border-right:1px solid #000000;overflow:hidden;padding:0px 3px 0px 3px;vertical-align:bottom;text-align:center;">20</td> </tr> <tr style="height:20px;"> <td style="border-left:1px solid #000000;overflow:hidden;padding:0px 3px 0px 3px;vertical-align:bottom;font-weight:bold;"></td> <td data-sheets-value='{"1":2,"2":"Double-walled"}' style="overflow:hidden;padding:0px 3px 0px 3px;vertical-align:bottom;font-weight:bold;">Double-walled</td> <td data-sheets-value='{"1":2,"2":"Opal (T/O)"}' style="border-right:1px solid #000000;overflow:hidden;padding:0px 3px 0px 3px;vertical-align:bottom;font-weight:bold;">Opal (T/O)</td> <td data-sheets-numberformat='{"1":2,"2":"0.00","3":1}' data-sheets-value='{"1":3,"3":2.9}' style="overflow:hidden;padding:0px 3px 0px 3px;vertical-align:bottom;text-align:center;">2.90</td> <td data-sheets-numberformat='{"1":2,"2":"0","3":1}' data-sheets-value='{"1":3,"3":41}' style="overflow:hidden;padding:0px 3px 0px 3px;vertical-align:bottom;text-align:center;">41</td> <td data-sheets-numberformat='{"1":2,"2":"0","3":1}' data-sheets-value='{"1":3,"3":45}' style="overflow:hidden;padding:0px 3px 0px 3px;vertical-align:bottom;text-align:center;">45</td> <td data-sheets-numberformat='{"1":2,"2":"0","3":1}' data-sheets-value='{"1":3,"3":20}' style="border-right:1px solid #000000;overflow:hidden;padding:0px 3px 0px 3px;vertical-align:bottom;text-align:center;">20</td> </tr> <tr style="height:20px;"> <td style="border-left:1px solid #000000;overflow:hidden;padding:0px 3px 0px 3px;vertical-align:bottom;font-weight:bold;"></td> <td data-sheets-value='{"1":2,"2":"Triple-walled"}' style="overflow:hidden; | skylux-160-ce-met-koepel-en-metaalopstand-met-lm-motor-en-windvang-1600-x-1600-mm | 8586007216461 | 46872296227149
Smoke and heat exhaust (SHEV) | SHE system | Skylux | Skylux 160° CE with skylight and metal curb with LM-actuator, PVC frame type EP25 and spoiler 0700 x 1000 mm |  | 50920 | 5412970509202 | 3876.85 | Yes | 30-45 | 71.64 | 700 x 1000 mm | 1000 | 700 |  | metal curb M30 (30 cm high) | Rectangular | 1.19 W/m²K - 0.98 W/m²K | 57% - 30% | 37% - 17% | 24dB - 26dB | 160° CE (for industry) | PVC frame EP25 | with spoiler | E | Single actuator | Maximum double-walled skylight possible for this product | Ut-value LT-value g-value Rw-value EN 1873 : 2014 EN ISO 13468 EN 16153 EN 410 EN 410 EN ISO 140-3 Material Walls Shells (W/m²K) (%) (%) (dB) Acrylic EW Clear (H) 1.19 37 57 24 PMMA Opal (O) 1.19 34 50 24 DW Clear (H/H) 0.98 33 50 26 Opal (O/O) 0.98 28 38 26 Polycarbonate EW Clear (A) 1.19 36 55 24 PC Opal (D) 1.19 24 40 24 DW Clear (A/H) 0.98 32 48 26 Clear (A/A) 0.98 32 46 26 Opal (A/O) 0.98 30 42 26 Opal (A/D) 0.98 21 33 26 Polycarbonate EW Heatstop Opal (T) 1.19 20 39 24 Heatstop PC DW Clear (T/H) 0.98 18 34 26 Opal (T/O) 0.98 17 30 26 | https://skylux.eu/en/products/skylux-160-ce-met-koepel-en-metaalopstand-met-lm-motor-pvc-raam-type-ep25-en-windvang-0700-x-1000-mm | https://skylux.eu/cdn/shop/files/Skylux-160deg-CE-met-koepel-en-metaalopstand-met-LM-motor-pvc-raam-type-EP25-en-windvang-0700-x-1000-mm-RWA-systeem.jpg?v=1702977013&width=1600 | https://skylux.eu/cdn/shop/files/e5a82811-1bb0-48e4-a776-cacb59c7c092_3d88ea51-7b73-47c2-8fa3-02b74b729f7c.jpg?v=1688550269&width=1600 | //skylux.eu/cdn/shop/files/E_MH_Mounting_instructions_Skylux_160_CE_LM.pdf?v=12406716259046007223 | //skylux.eu/cdn/shop/files/E_TD_Technical_File_Skylux_Skylux_160_CE_Electric.pdf?v=3667116872303399239 | <style type="text/css" id="isPasted"><!--td {border: 1px solid #cccccc;}br {mso-data-placement:same-cell;}--></style><table border="1" cellpadding="0" cellspacing="0" dir="ltr" style="table-layout:fixed;font-size:10pt;font-family:Arial;border-collapse:collapse;border:none;"><tbody> <tr style="height:20px;"> <td style="overflow:hidden;padding:0px 3px 0px 3px;vertical-align:bottom;"></td> <td style="overflow:hidden;padding:0px 3px 0px 3px;vertical-align:bottom;"></td> <td style="overflow:hidden;padding:0px 3px 0px 3px;vertical-align:bottom;"></td> <td data-sheets-value='{"1":2,"2":"Ut-value"}' style="overflow:hidden;padding:0px 3px 0px 3px;vertical-align:bottom;font-weight:bold;text-align:center;">Ut-value</td> <td data-sheets-value='{"1":2,"2":"LT-value"}' style="overflow:hidden;padding:0px 3px 0px 3px;vertical-align:bottom;font-weight:bold;text-align:center;">LT-value</td> <td data-sheets-value='{"1":2,"2":"g-value"}' style="overflow:hidden;padding:0px 3px 0px 3px;vertical-align:bottom;font-weight:bold;text-align:center;">g-value</td> <td data-sheets-value='{"1":2,"2":"Rw-value "}' style="overflow:hidden;padding:0px 3px 0px 3px;vertical-align:bottom;font-weight:bold;text-align:center;">Rw-value </td> </tr> <tr style="height:20px;"> <td style="overflow:hidden;padding:0px 3px 0px 3px;vertical-align:bottom;"></td> <td style="overflow:hidden;padding:0px 3px 0px 3px;vertical-align:bottom;"></td> <td style="overflow:hidden;padding:0px 3px 0px 3px;vertical-align:bottom;"></td> <td data-sheets-numberformat='{"1":2,"2":"0.00","3":1}' data-sheets-value='{"1":2,"2":"EN 1873 : 2014"}' style="overflow:hidden;padding:0px 3px 0px 3px;vertical-align:bottom;text-align:center;">EN 1873 : 2014</td> <td data-sheets-numberformat='{"1":2,"2":"0","3":1}' data-sheets-value='{"1":2,"2":"EN ISO 13468 EN 16153 EN 410"}' style="overflow:hidden;padding:0px 3px 0px 3px;vertical-align:bottom;text-align:center;">EN ISO 13468 EN 16153 EN 410</td> <td data-sheets-numberformat='{"1":2,"2":"0","3":1}' data-sheets-value='{"1":2,"2":"EN 410"}' style="overflow:hidden;padding:0px 3px 0px 3px;vertical-align:bottom;text-align:center;">EN 410</td> <td data-sheets-value='{"1":2,"2":"EN ISO 140-3\t\t"}' style="overflow:hidden;padding:0px 3px 0px 3px;vertical-align:bottom;text-align:center;">EN ISO 140-3 </td> </tr> <tr style="height:20px;"> <td data-sheets-value='{"1":2,"2":"Material"}' style="border-bottom:1px solid #000000;overflow:hidden;padding:0px 3px 0px 3px;vertical-align:bottom;background-color:#000000;font-weight:bold;color:#ffffff;">Material</td> <td data-sheets-value='{"1":2,"2":"Walls"}' style="border-bottom:1px solid #000000;overflow:hidden;padding:0px 3px 0px 3px;vertical-align:bottom;background-color:#000000;font-weight:bold;color:#ffffff;">Walls</td> <td data-sheets-value='{"1":2,"2":"Shells"}' style="border-bottom:1px solid #000000;overflow:hidden;padding:0px 3px 0px 3px;vertical-align:bottom;background-color:#000000;font-weight:bold;color:#ffffff;">Shells</td> <td data-sheets-numberformat='{"1":2,"2":"0.00","3":1}' data-sheets-value='{"1":2,"2":"(W/m²K)\t"}' style="border-bottom:1px solid #000000;overflow:hidden;padding:0px 3px 0px 3px;vertical-align:bottom;background-color:#000000;font-weight:bold;color:#ffffff;text-align:center;">(W/m²K) </td> <td data-sheets-numberformat='{"1":2,"2":"0","3":1}' data-sheets-value='{"1":2,"2":"(%)"}' style="border-bottom:1px solid #000000;overflow:hidden;padding:0px 3px 0px 3px;vertical-align:bottom;background-color:#000000;font-weight:bold;color:#ffffff;text-align:center;">(%)</td> <td data-sheets-numberformat='{"1":2,"2":"0","3":1}' data-sheets-value='{"1":2,"2":"(%)"}' style="border-bottom:1px solid #000000;overflow:hidden;padding:0px 3px 0px 3px;vertical-align:bottom;background-color:#000000;font-weight:bold;color:#ffffff;text-align:center;">(%)</td> <td data-sheets-value='{"1":2,"2":"(dB)"}' style="border-bottom:1px solid #000000;overflow:hidden;padding:0px 3px 0px 3px;vertical-align:bottom;background-color:#000000;font-weight:bold;color:#ffffff;text-align:center;">(dB)</td> </tr> <tr style="height:20px;"> <td data-sheets-value='{"1":2,"2":"Acrylic"}' style="border-left:1px solid #000000;overflow:hidden;padding:0px 3px 0px 3px;vertical-align:bottom;">Acrylic</td> <td data-sheets-value='{"1":2,"2":"EW"}' style="overflow:hidden;padding:0px 3px 0px 3px;vertical-align:bottom;">EW</td> <td data-sheets-value='{"1":2,"2":"Clear (H)"}' style="overflow:hidden;padding:0px 3px 0px 3px;vertical-align:bottom;">Clear (H)</td> <td data-sheets-numberformat='{"1":2,"2":"0.00","3":1}' data-sheets-value='{"1":3,"3":1.19}' style="overflow:hidden;padding:0px 3px 0px 3px;vertical-align:bottom;text-align:center;">1.19</td> <td data-sheets-numberformat='{"1":2,"2":"0","3":1}' data-sheets-value='{"1":3,"3":36.9}' style="overflow:hidden;padding:0px 3px 0px 3px;vertical-align:bottom;text-align:center;">37</td> <td data-sheets-numberformat='{"1":2,"2":"0","3":1}' data-sheets-value='{"1":3,"3":57.42}' style="overflow:hidden;padding:0px 3px 0px 3px;vertical-align:bottom;text-align:center;">57</td> <td data-sheets-value='{"1":3,"3":24}' style="border-right:1px solid #000000;overflow:hidden;padding:0px 3px 0px 3px;vertical-align:bottom;text-align:center;">24</td> </tr> <tr style="height:20px;"> <td data-sheets-value='{"1":2,"2":"PMMA"}' style="border-left:1px solid #000000;overflow:hidden;padding:0px 3px 0px 3px;vertical-align:bottom;">PMMA</td> <td style="overflow:hidden;padding:0px 3px 0px 3px;vertical-align:bottom;"></td> <td data-sheets-value='{"1":2,"2":"Opal (O)"}' style="overflow:hidden;padding:0px 3px 0px 3px;vertical-align:bottom;">Opal (O)</td> <td data-sheets-numberformat='{"1":2,"2":"0.00","3":1}' data-sheets-value='{"1":3,"3":1.19}' style="overflow:hidden;padding:0px 3px 0px 3px;vertical-align:bottom;text-align:center;">1.19</td> <td data-sheets-numberformat='{"1":2,"2":"0","3":1}' data-sheets-value='{"1":3,"3":34.03}' style="overflow:hidden;padding:0px 3px 0px 3px;vertical-align:bottom;text-align:center;">34</td> <td data-sheets-numberformat='{"1":2,"2":"0","3":1}' data-sheets-value='{"1":3,"3":50.160000000000004}' style="overflow:hidden;padding:0px 3px 0px 3px;vertical-align:bottom;text-align:center;">50</td> <td data-sheets-value='{"1":3,"3":24}' style="border-right:1px solid #000000;overflow:hidden;padding:0px 3px 0px 3px;vertical-align:bottom;text-align:center;">24</td> </tr> <tr style="height:20px;"> <td style="border-left:1px solid #000000;overflow:hidden;padding:0px 3px 0px 3px;vertical-align:bottom;"></td> <td data-sheets-value='{"1":2,"2":"DW"}' style="overflow:hidden;padding:0px 3px 0px 3px;vertical-align:bottom;">DW</td> <td data-sheets-value='{"1":2,"2":"Clear (H/H)"}' style="overflow:hidden;padding:0px 3px 0px 3px;vertical-align:bottom;">Clear (H/H)</td> <td data-sheets-numberformat='{"1":2,"2":"0.00","3":1}' data-sheets-value='{"1":3,"3":0.98}' style="overflow:hidden;padding:0px 3px 0px 3px;vertical-align:bottom;text-align:center;">0.98</td> <td data-sheets-numberformat='{"1":2,"2":"0","3":1}' data-sheets-value='{"1":3,"3":33.21}' style="overflow:hidden;padding:0px 3px 0px 3px;vertical-align:bottom;text-align:center;">33</td> <td data-sheets-numberformat='{"1":2,"2":"0","3":1}' data-sheets-value='{"1":3,"3":49.5}' style="overflow:hidden;padding:0px 3px 0px 3px;vertical-align:bottom;text-align:center;">50</td> <td data-sheets-value='{"1":3,"3":26}' style="border-right:1px solid #000000;overflow:hidden;padding:0px 3px 0px 3px;vertical-align:bottom;text-align:center;">26</td> </tr> <tr style="height:20px;"> <td style="border-bottom:1px solid #000000;border-left:1px solid #000000;overflow:hidden;padding:0px 3px 0px 3px;vertical-align:bottom;"></td> <td style="border-bottom:1px solid #000000;overflow:hidden;padding:0px 3px 0px 3px;vertical-align:bottom;"></td> <td data-sheets-value='{"1":2,"2":"Opal (O/O)"}' style="border-bottom:1px solid #000000;overflow:hidden;padding:0px 3px 0px 3px;vertical-align:bottom;">Opal (O/O)</td> <td data-sheets-numberformat='{"1":2,"2":"0.00","3":1}' data-sheets-value='{"1":3,"3":0.98}' style="border-bottom:1px solid #000000;overflow:hidden;padding:0px 3px 0px 3px;vertical-align:bottom;text-align:center;">0.98</td> <td data-sheets-numberformat='{"1":2,"2":"0","3":1}' data-sheets-value='{"1":3,"3":28.29}' style="border-bottom:1px solid #000000;overflow:hidden;padding:0px 3px 0px 3px;vertical-align:bottom;text-align:center;">28</td> <td data-sheets-numberformat='{"1":2,"2":"0","3":1}' data-sheets-value='{"1":3,"3":38.28}' style="border-bottom:1px solid #000000;overflow:hidden;padding:0px 3px 0px 3px;vertical-align:bottom;text-align:center;">38</td> <td data-sheets-value='{"1":3,"3":26}' style="border-right:1px solid #000000;border-bottom:1px solid #000000;overflow:hidden;padding:0px 3px 0px 3px;vertical-align:bottom;text-align:center;">26</td> </tr> <tr style="height:20px;"> <td data-sheets-value='{"1":2,"2":"Polycarbonate "}' style="border-left:1px solid #000000;overflow:hidden;padding:0px 3px 0px 3px;vertical-align:bottom;">Polycarbonate </td> <td data-sheets-value='{"1":2,"2":"EW"}' style="overflow:hidden;padding:0px 3px 0px 3px;vertical-align:bottom;">EW</td> <td data-sheets-value='{"1":2,"2":"Clear (A)"}' style="overflow:hidden;padding:0px 3px 0px 3px;vertical-align:bottom;">Clear (A)</td> <td data-sheets-numberformat='{"1":2,"2":"0.00","3":1}' data-sheets-value='{"1":3,"3":1.19}' style="overflow:hidden;padding:0px 3px 0px 3px;vertical-align:bottom;text-align:center;">1.19</td> <td data-sheets-numberformat='{"1":2,"2":"0","3":1}' data-sheets-value='{"1":3,"3":36.08}' style="overflow:hidden;padding:0px 3px 0px 3px;vertical-align:bottom;text-align:center;">36</td> <td data-sheets-numberformat='{"1":2,"2":"0","3":1}' data-sheets-value='{"1":3,"3":54.78}' style="overflow:hidden;padding:0px 3px 0px 3px;vertical-align:bottom;text-align:center;">55</td> <td data-sheets-value='{"1":3,"3":24}' style="border-right:1px solid #000000;overflow:hidden;padding:0px 3px 0px 3px;vertical-align:bottom;text-align:center;">24</td> </tr> <tr style="height:20px;"> <td data-sheets-value='{"1":2,"2":"PC"}' style="border-left:1px solid #000000;overflow:hidden;padding:0px 3px 0px 3px;vertical-align:bottom;">PC</td> <td style="overflow:hidden;padding:0px 3px 0px 3px;vertical-align:bottom;"></td> <td data-sheets-value='{"1":2,"2":"Opal (D)"}' style="overflow:hidden;padding:0px 3px 0px 3px;vertical-align:bottom;">Opal (D)</td> <td data-sheets-numberformat='{"1":2,"2":"0.00","3":1}' data-sheets-value='{"1":3,"3":1.19}' style="overflow:hidden;padding:0px 3px 0px 3px;vertical-align:bottom;text-align:center;">1.19</td> <td data-sheets-numberformat='{"1":2,"2":"0","3":1}' data-sheets-value='{"1":3,"3":23.779999999999998}' style="overflow:hidden;padding:0px 3px 0px 3px;vertical-align:bottom;text-align:center;">24</td> <td data-sheets-numberformat='{"1":2,"2":"0","3":1}' data-sheets-value='{"1":3,"3":39.6}' style="overflow:hidden;padding:0px 3px 0px 3px;vertical-align:bottom;text-align:center;">40</td> <td data-sheets-value='{"1":3,"3":24}' style="border-right:1px solid #000000;overflow:hidden;padding:0px 3px 0px 3px;vertical-align:bottom;text-align:center;">24</td> </tr> <tr style="height:20px;"> <td style="border-left:1px solid #000000;overflow:hidden;padding:0px 3px 0px 3px;vertical-align:bottom;"></td> <td data-sheets-value='{"1":2,"2":"DW"}' style="overflow:hidden;padding:0px 3px 0px 3px;vertical-align:bottom;">DW</td> <td data-sheets-value='{"1":2,"2":"Clear (A/H)"}' style="overflow:hidden;padding:0px 3px 0px 3px;vertical-align:bottom;">Clear (A/H)</td> <td data-sheets-numberformat='{"1":2,"2":"0.00","3":1}' data-sheets-value='{"1":3,"3":0.98}' style="overflow:hidden;padding:0px 3px 0px 3px;vertical-align:bottom;text-align:center;">0.98</td> <td data-sheets-numberformat='{"1":2,"2":"0","3":1}' data-sheets-value='{"1":3,"3":32.39}' style="overflow:hidden;padding:0px 3px 0px 3px;vertical-align:bottom;text-align:center;">32</td> <td data-sheets-numberformat='{"1":2,"2":"0","3":1}' data-sheets-value='{"1":3,"3":47.52}' style="overflow:hidden;padding:0px 3px 0px 3px;vertical-align:bottom;text-align:center;">48</td> <td data-sheets-value='{"1":3,"3":26}' style="border-right:1px solid #000000;overflow:hidden;padding:0px 3px 0px 3px;vertical-align:bottom;text-align:center;">26</td> </tr> <tr style="height:20px;"> <td style="border-left:1px solid #000000;overflow:hidden;padding:0px 3px 0px 3px;vertical-align:bottom;"></td> <td style="overflow:hidden;padding:0px 3px 0px 3px;vertical-align:bottom;"></td> <td data-sheets-value='{"1":2,"2":"Clear (A/A)"}' style="overflow:hidden;padding:0px 3px 0px 3px;vertical-align:bottom;">Clear (A/A)</td> <td data-sheets-numberformat='{"1":2,"2":"0.00","3":1}' data-sheets-value='{"1":3,"3":0.98}' style="overflow:hidden;padding:0px 3px 0px 3px;vertical-align:bottom;text-align:center;">0.98</td> <td data-sheets-numberformat='{"1":2,"2":"0","3":1}' data-sheets-value='{"1":3,"3":31.569999999999997}' style="overflow:hidden;padding:0px 3px 0px 3px;vertical-align:bottom;text-align:center;">32</td> <td data-sheets-numberformat='{"1":2,"2":"0","3":1}' data-sheets-value='{"1":3,"3":45.54}' style="overflow:hidden;padding:0px 3px 0px 3px;vertical-align:bottom;text-align:center;">46</td> <td data-sheets-value='{"1":3,"3":26}' style="border-right:1px solid #000000;overflow:hidden;padding:0px 3px 0px 3px;vertical-align:bottom;text-align:center;">26</td> </tr> <tr style="height:20px;"> <td style="border-left:1px solid #000000;overflow:hidden;padding:0px 3px 0px 3px;vertical-align:bottom;"></td> <td style="overflow:hidden;padding:0px 3px 0px 3px;vertical-align:bottom;"></td> <td data-sheets-value='{"1":2,"2":"Opal (A/O)"}' style="overflow:hidden;padding:0px 3px 0px 3px;vertical-align:bottom;">Opal (A/O)</td> <td data-sheets-numberformat='{"1":2,"2":"0.00","3":1}' data-sheets-value='{"1":3,"3":0.98}' style="overflow:hidden;padding:0px 3px 0px 3px;vertical-align:bottom;text-align:center;">0.98</td> <td data-sheets-numberformat='{"1":2,"2":"0","3":1}' data-sheets-value='{"1":3,"3":29.93}' style="overflow:hidden;padding:0px 3px 0px 3px;vertical-align:bottom;text-align:center;">30</td> <td data-sheets-numberformat='{"1":2,"2":"0","3":1}' data-sheets-value='{"1":3,"3":41.580000000000005}' style="overflow:hidden;padding:0px 3px 0px 3px;vertical-align:bottom;text-align:center;">42</td> <td data-sheets-value='{"1":3,"3":26}' style="border-right:1px solid #000000;overflow:hidden;padding:0px 3px 0px 3px;vertical-align:bottom;text-align:center;">26</td> </tr> <tr style="height:20px;"> <td style="border-bottom:1px solid #000000;border-left:1px solid #000000;overflow:hidden;padding:0px 3px 0px 3px;vertical-align:bottom;"></td> <td style="border-bottom:1px solid #000000;overflow:hidden;padding:0px 3px 0px 3px;vertical-align:bottom;"></td> <td data-sheets-value='{"1":2,"2":"Opal (A/D)"}' style="border-bottom:1px solid #000000;overflow:hidden;padding:0px 3px 0px 3px;vertical-align:bottom;">Opal (A/D)</td> <td data-sheets-numberformat='{"1":2,"2":"0.00","3":1}' data-sheets-value='{"1":3,"3":0.98}' style="border-bottom:1px solid #000000;overflow:hidden;padding:0px 3px 0px 3px;vertical-align:bottom;text-align:center;">0.98</td> <td data-sheets-numberformat='{"1":2,"2":"0","3":1}' data-sheets-value='{"1":3,"3":20.91}' style="border-bottom:1px solid #000000;overflow:hidden;padding:0px 3px 0px 3px;vertical-align:bottom;text-align:center;">21</td> <td data-sheets-numberformat='{"1":2,"2":"0","3":1}' data-sheets-value='{"1":3,"3":33}' style="border-bottom:1px solid #000000;overflow:hidden;padding:0px 3px 0px 3px;vertical-align:bottom;text-align:center;">33</td> <td data-sheets-value='{"1":3,"3":26}' style="border-right:1px solid #000000;border-bottom:1px solid #000000;overflow:hidden;padding:0px 3px 0px 3px;vertical-align:bottom;text-align:center;">26</td> </tr> <tr style="height:20px;"> <td data-sheets-value='{"1":2,"2":"Polycarbonate"}' style="border-left:1px solid #000000;overflow:hidden;padding:0px 3px 0px 3px;vertical-align:bottom;">Polycarbonate</td> <td data-sheets-value='{"1":2,"2":"EW"}' style="overflow:hidden;padding:0px 3px 0px 3px;vertical-align:bottom;">EW</td> <td data-sheets-value='{"1":2,"2":"Heatstop Opal (T)"}' style="overflow:hidden;padding:0px 3px 0px 3px;vertical-align:bottom;">Heatstop Opal (T)</td> <td data-sheets-numberformat='{"1":2,"2":"0.00","3":1}' data-sheets-value='{"1":3,"3":1.19}' style="overflow:hidden;padding:0px 3px 0px 3px;vertical-align:bottom;text-align:center;">1.19</td> <td data-sheets-numberformat='{"1":2,"2":"0","3":1}' data-sheets-value='{"1":3,"3":20.09}' style="overflow:hidden;padding:0px 3px 0px 3px;vertical-align:bottom;text-align:center;">20</td> <td data-sheets-numberformat='{"1":2,"2":"0","3":1}' data-sheets-value='{"1":3,"3":38.940000000000005}' style="overflow:hidden;padding:0px 3px 0px 3px;vertical-align:bottom;text-align:center;">39</td> <td data-sheets-value='{"1":3,"3":24}' style="border-right:1px solid #000000;overflow:hidden;padding:0px 3px 0px 3px;vertical-align:bottom;text-align:center;">24</td> </tr> <tr style="height:20px;"> <td data-sheets-value='{"1":2,"2":"Heatstop PC"}' style="border-left:1px solid #000000;overflow:hidden;padding:0px 3px 0px 3px;vertical-align:bottom;">Heatstop PC</td> <td data-sheets-value='{"1":2,"2":"DW"}' style="overflow:hidden;padding:0px 3px 0px 3px;vertical-align:bottom;">DW</td> <td data-sheets-value='{"1":2,"2":"Clear (T/H)"}' style="overflow:hidden;padding:0px 3px 0px 3px;vertical-align:bottom;">Clear (T/H)</td> <td data-sheets-numberformat='{"1":2,"2":"0.00","3":1}' data-sheets-value='{"1":3,"3":0.98}' style="overflow:hidden;padding:0px 3px 0px 3px;vertical-align:bottom;text-align:center;">0.98</td> <td data-sheets-numberformat='{"1":2,"2":"0","3":1}' data-sheets-value='{"1":3,"3":18.04}' style="overflow:hidden;padding:0px 3px 0px 3px;vertical-align:bottom;text-align:center;">18</td> <td data-sheets-numberformat='{"1":2,"2":"0","3":1}' data-sheets-value='{"1":3,"3":33.660000000000004}' style="overflow:hidden;padding:0px 3px 0px 3px;vertical-align:bottom;text-align:center;">34</td> <td data-sheets-value='{"1":3,"3":26}' style="border-right:1px solid #000000;overflow:hidden;padding:0px 3px 0px 3px;vertical-align:bottom;text-align:center;">26</td> </tr> <tr style="height:20px;"> <td style="border-bottom:1px solid #000000;border-left:1px solid #000000;overflow:hidden;padding:0px 3px 0px 3px;vertical-align:bottom;"></td> <td style="border-bottom:1px solid #000000;overflow:hidden;padding:0px 3px 0px 3px;vertical-align:bottom;"></td> <td data-sheets-value='{"1":2,"2":"Opal (T/O)"}' style="border-bottom:1px solid #000000;overflow:hidden;padding:0px 3px 0px 3px;vertical-align:bottom;">Opal (T/O)</td> <td data-sheets-numberformat='{"1":2,"2":"0.00","3":1}' data-sheets-value='{"1":3,"3":0.98}' style="border-bottom:1px solid #000000;overflow:hidden;padding:0px 3px 0px 3px;vertical-align:bottom;text-align:center;">0.98</td> <td data-sheets-numberformat='{"1":2,"2":"0","3":1}' data-sheets-value='{"1":3,"3":16.81}' style="border-bottom:1px solid #000000;overflow:hidden;padding:0px 3px 0px 3px;vertical-align:bottom;text-align:center;">17</td> <td data-sheets-numberformat='{"1":2,"2":"0","3":1}' data-sheets-value='{"1":3,"3":29.700000000000003}' style="border-bottom:1px solid #000000;overflow:hidden;padding:0px 3px 0px 3px;vertical-align:bottom;text-align:center;">30</td> <td data-sheets-value='{"1":3,"3":26}' style="border-right:1px solid #000000;border-bottom:1px solid #000000;overflow:hidden;padding:0px 3px 0px 3px;vertical-align:bottom;text-align:center;">26</td> </tr> </tbody></table> | skylux-160-ce-met-koepel-en-metaalopstand-met-lm-motor-pvc-raam-type-ep25-en-windvang-0700-x-1000-mm | 8585997549901 | 46872275910989
Smoke and heat exhaust (SHEV) | SHE system | Skylux | Skylux 160° CE with skylight and metal curb with LM-actuator, PVC frame type EP25 and spoiler 0700 x 1300 mm |  | 50921 | 5412970509219 | 4111.6 | Yes | 30-45 | 79.54 | 700 x 1300 mm | 1300 | 700 |  | metal curb M30 (30 cm high) | Rectangular | 1.19 W/m²K - 0.98 W/m²K | 57% - 30% | 37% - 17% | 24dB - 26dB | 160° CE (for industry) | PVC frame EP25 | with spoiler | E | Single actuator | Maximum double-walled skylight possible for this product | Ut-value LT-value g-value Rw-value EN 1873 : 2014 EN ISO 13468 EN 16153 EN 410 EN 410 EN ISO 140-3 Material Walls Shells (W/m²K) (%) (%) (dB) Acrylic EW Clear (H) 1.19 37 57 24 PMMA Opal (O) 1.19 34 50 24 DW Clear (H/H) 0.98 33 50 26 Opal (O/O) 0.98 28 38 26 Polycarbonate EW Clear (A) 1.19 36 55 24 PC Opal (D) 1.19 24 40 24 DW Clear (A/H) 0.98 32 48 26 Clear (A/A) 0.98 32 46 26 Opal (A/O) 0.98 30 42 26 Opal (A/D) 0.98 21 33 26 Polycarbonate EW Heatstop Opal (T) 1.19 20 39 24 Heatstop PC DW Clear (T/H) 0.98 18 34 26 Opal (T/O) 0.98 17 30 26 | https://skylux.eu/en/products/skylux-160-ce-met-koepel-en-metaalopstand-met-lm-motor-pvc-raam-type-ep25-en-windvang-0700-x-1300-mm | https://skylux.eu/cdn/shop/files/Skylux-160deg-CE-met-koepel-en-metaalopstand-met-LM-motor-pvc-raam-type-EP25-en-windvang-0700-x-1300-mm-RWA-systeem.jpg?v=1702977018&width=1600 | https://skylux.eu/cdn/shop/files/e5a82811-1bb0-48e4-a776-cacb59c7c092_b9931846-0b15-42f1-b2cf-c8b820c200d1.jpg?v=1688550271&width=1600 | //skylux.eu/cdn/shop/files/E_MH_Mounting_instructions_Skylux_160_CE_LM.pdf?v=12406716259046007223 | //skylux.eu/cdn/shop/files/E_TD_Technical_File_Skylux_Skylux_160_CE_Electric.pdf?v=3667116872303399239 | <style type="text/css" id="isPasted"><!--td {border: 1px solid #cccccc;}br {mso-data-placement:same-cell;}--></style><table border="1" cellpadding="0" cellspacing="0" dir="ltr" style="table-layout:fixed;font-size:10pt;font-family:Arial;border-collapse:collapse;border:none;"><tbody> <tr style="height:20px;"> <td style="overflow:hidden;padding:0px 3px 0px 3px;vertical-align:bottom;"></td> <td style="overflow:hidden;padding:0px 3px 0px 3px;vertical-align:bottom;"></td> <td style="overflow:hidden;padding:0px 3px 0px 3px;vertical-align:bottom;"></td> <td data-sheets-value='{"1":2,"2":"Ut-value"}' style="overflow:hidden;padding:0px 3px 0px 3px;vertical-align:bottom;font-weight:bold;text-align:center;">Ut-value</td> <td data-sheets-value='{"1":2,"2":"LT-value"}' style="overflow:hidden;padding:0px 3px 0px 3px;vertical-align:bottom;font-weight:bold;text-align:center;">LT-value</td> <td data-sheets-value='{"1":2,"2":"g-value"}' style="overflow:hidden;padding:0px 3px 0px 3px;vertical-align:bottom;font-weight:bold;text-align:center;">g-value</td> <td data-sheets-value='{"1":2,"2":"Rw-value "}' style="overflow:hidden;padding:0px 3px 0px 3px;vertical-align:bottom;font-weight:bold;text-align:center;">Rw-value </td> </tr> <tr style="height:20px;"> <td style="overflow:hidden;padding:0px 3px 0px 3px;vertical-align:bottom;"></td> <td style="overflow:hidden;padding:0px 3px 0px 3px;vertical-align:bottom;"></td> <td style="overflow:hidden;padding:0px 3px 0px 3px;vertical-align:bottom;"></td> <td data-sheets-numberformat='{"1":2,"2":"0.00","3":1}' data-sheets-value='{"1":2,"2":"EN 1873 : 2014"}' style="overflow:hidden;padding:0px 3px 0px 3px;vertical-align:bottom;text-align:center;">EN 1873 : 2014</td> <td data-sheets-numberformat='{"1":2,"2":"0","3":1}' data-sheets-value='{"1":2,"2":"EN ISO 13468 EN 16153 EN 410"}' style="overflow:hidden;padding:0px 3px 0px 3px;vertical-align:bottom;text-align:center;">EN ISO 13468 EN 16153 EN 410</td> <td data-sheets-numberformat='{"1":2,"2":"0","3":1}' data-sheets-value='{"1":2,"2":"EN 410"}' style="overflow:hidden;padding:0px 3px 0px 3px;vertical-align:bottom;text-align:center;">EN 410</td> <td data-sheets-value='{"1":2,"2":"EN ISO 140-3\t\t"}' style="overflow:hidden;padding:0px 3px 0px 3px;vertical-align:bottom;text-align:center;">EN ISO 140-3 </td> </tr> <tr style="height:20px;"> <td data-sheets-value='{"1":2,"2":"Material"}' style="border-bottom:1px solid #000000;overflow:hidden;padding:0px 3px 0px 3px;vertical-align:bottom;background-color:#000000;font-weight:bold;color:#ffffff;">Material</td> <td data-sheets-value='{"1":2,"2":"Walls"}' style="border-bottom:1px solid #000000;overflow:hidden;padding:0px 3px 0px 3px;vertical-align:bottom;background-color:#000000;font-weight:bold;color:#ffffff;">Walls</td> <td data-sheets-value='{"1":2,"2":"Shells"}' style="border-bottom:1px solid #000000;overflow:hidden;padding:0px 3px 0px 3px;vertical-align:bottom;background-color:#000000;font-weight:bold;color:#ffffff;">Shells</td> <td data-sheets-numberformat='{"1":2,"2":"0.00","3":1}' data-sheets-value='{"1":2,"2":"(W/m²K)\t"}' style="border-bottom:1px solid #000000;overflow:hidden;padding:0px 3px 0px 3px;vertical-align:bottom;background-color:#000000;font-weight:bold;color:#ffffff;text-align:center;">(W/m²K) </td> <td data-sheets-numberformat='{"1":2,"2":"0","3":1}' data-sheets-value='{"1":2,"2":"(%)"}' style="border-bottom:1px solid #000000;overflow:hidden;padding:0px 3px 0px 3px;vertical-align:bottom;background-color:#000000;font-weight:bold;color:#ffffff;text-align:center;">(%)</td> <td data-sheets-numberformat='{"1":2,"2":"0","3":1}' data-sheets-value='{"1":2,"2":"(%)"}' style="border-bottom:1px solid #000000;overflow:hidden;padding:0px 3px 0px 3px;vertical-align:bottom;background-color:#000000;font-weight:bold;color:#ffffff;text-align:center;">(%)</td> <td data-sheets-value='{"1":2,"2":"(dB)"}' style="border-bottom:1px solid #000000;overflow:hidden;padding:0px 3px 0px 3px;vertical-align:bottom;background-color:#000000;font-weight:bold;color:#ffffff;text-align:center;">(dB)</td> </tr> <tr style="height:20px;"> <td data-sheets-value='{"1":2,"2":"Acrylic"}' style="border-left:1px solid #000000;overflow:hidden;padding:0px 3px 0px 3px;vertical-align:bottom;">Acrylic</td> <td data-sheets-value='{"1":2,"2":"EW"}' style="overflow:hidden;padding:0px 3px 0px 3px;vertical-align:bottom;">EW</td> <td data-sheets-value='{"1":2,"2":"Clear (H)"}' style="overflow:hidden;padding:0px 3px 0px 3px;vertical-align:bottom;">Clear (H)</td> <td data-sheets-numberformat='{"1":2,"2":"0.00","3":1}' data-sheets-value='{"1":3,"3":1.19}' style="overflow:hidden;padding:0px 3px 0px 3px;vertical-align:bottom;text-align:center;">1.19</td> <td data-sheets-numberformat='{"1":2,"2":"0","3":1}' data-sheets-value='{"1":3,"3":36.9}' style="overflow:hidden;padding:0px 3px 0px 3px;vertical-align:bottom;text-align:center;">37</td> <td data-sheets-numberformat='{"1":2,"2":"0","3":1}' data-sheets-value='{"1":3,"3":57.42}' style="overflow:hidden;padding:0px 3px 0px 3px;vertical-align:bottom;text-align:center;">57</td> <td data-sheets-value='{"1":3,"3":24}' style="border-right:1px solid #000000;overflow:hidden;padding:0px 3px 0px 3px;vertical-align:bottom;text-align:center;">24</td> </tr> <tr style="height:20px;"> <td data-sheets-value='{"1":2,"2":"PMMA"}' style="border-left:1px solid #000000;overflow:hidden;padding:0px 3px 0px 3px;vertical-align:bottom;">PMMA</td> <td style="overflow:hidden;padding:0px 3px 0px 3px;vertical-align:bottom;"></td> <td data-sheets-value='{"1":2,"2":"Opal (O)"}' style="overflow:hidden;padding:0px 3px 0px 3px;vertical-align:bottom;">Opal (O)</td> <td data-sheets-numberformat='{"1":2,"2":"0.00","3":1}' data-sheets-value='{"1":3,"3":1.19}' style="overflow:hidden;padding:0px 3px 0px 3px;vertical-align:bottom;text-align:center;">1.19</td> <td data-sheets-numberformat='{"1":2,"2":"0","3":1}' data-sheets-value='{"1":3,"3":34.03}' style="overflow:hidden;padding:0px 3px 0px 3px;vertical-align:bottom;text-align:center;">34</td> <td data-sheets-numberformat='{"1":2,"2":"0","3":1}' data-sheets-value='{"1":3,"3":50.160000000000004}' style="overflow:hidden;padding:0px 3px 0px 3px;vertical-align:bottom;text-align:center;">50</td> <td data-sheets-value='{"1":3,"3":24}' style="border-right:1px solid #000000;overflow:hidden;padding:0px 3px 0px 3px;vertical-align:bottom;text-align:center;">24</td> </tr> <tr style="height:20px;"> <td style="border-left:1px solid #000000;overflow:hidden;padding:0px 3px 0px 3px;vertical-align:bottom;"></td> <td data-sheets-value='{"1":2,"2":"DW"}' style="overflow:hidden;padding:0px 3px 0px 3px;vertical-align:bottom;">DW</td> <td data-sheets-value='{"1":2,"2":"Clear (H/H)"}' style="overflow:hidden;padding:0px 3px 0px 3px;vertical-align:bottom;">Clear (H/H)</td> <td data-sheets-numberformat='{"1":2,"2":"0.00","3":1}' data-sheets-value='{"1":3,"3":0.98}' style="overflow:hidden;padding:0px 3px 0px 3px;vertical-align:bottom;text-align:center;">0.98</td> <td data-sheets-numberformat='{"1":2,"2":"0","3":1}' data-sheets-value='{"1":3,"3":33.21}' style="overflow:hidden;padding:0px 3px 0px 3px;vertical-align:bottom;text-align:center;">33</td> <td data-sheets-numberformat='{"1":2,"2":"0","3":1}' data-sheets-value='{"1":3,"3":49.5}' style="overflow:hidden;padding:0px 3px 0px 3px;vertical-align:bottom;text-align:center;">50</td> <td data-sheets-value='{"1":3,"3":26}' style="border-right:1px solid #000000;overflow:hidden;padding:0px 3px 0px 3px;vertical-align:bottom;text-align:center;">26</td> </tr> <tr style="height:20px;"> <td style="border-bottom:1px solid #000000;border-left:1px solid #000000;overflow:hidden;padding:0px 3px 0px 3px;vertical-align:bottom;"></td> <td style="border-bottom:1px solid #000000;overflow:hidden;padding:0px 3px 0px 3px;vertical-align:bottom;"></td> <td data-sheets-value='{"1":2,"2":"Opal (O/O)"}' style="border-bottom:1px solid #000000;overflow:hidden;padding:0px 3px 0px 3px;vertical-align:bottom;">Opal (O/O)</td> <td data-sheets-numberformat='{"1":2,"2":"0.00","3":1}' data-sheets-value='{"1":3,"3":0.98}' style="border-bottom:1px solid #000000;overflow:hidden;padding:0px 3px 0px 3px;vertical-align:bottom;text-align:center;">0.98</td> <td data-sheets-numberformat='{"1":2,"2":"0","3":1}' data-sheets-value='{"1":3,"3":28.29}' style="border-bottom:1px solid #000000;overflow:hidden;padding:0px 3px 0px 3px;vertical-align:bottom;text-align:center;">28</td> <td data-sheets-numberformat='{"1":2,"2":"0","3":1}' data-sheets-value='{"1":3,"3":38.28}' style="border-bottom:1px solid #000000;overflow:hidden;padding:0px 3px 0px 3px;vertical-align:bottom;text-align:center;">38</td> <td data-sheets-value='{"1":3,"3":26}' style="border-right:1px solid #000000;border-bottom:1px solid #000000;overflow:hidden;padding:0px 3px 0px 3px;vertical-align:bottom;text-align:center;">26</td> </tr> <tr style="height:20px;"> <td data-sheets-value='{"1":2,"2":"Polycarbonate "}' style="border-left:1px solid #000000;overflow:hidden;padding:0px 3px 0px 3px;vertical-align:bottom;">Polycarbonate </td> <td data-sheets-value='{"1":2,"2":"EW"}' style="overflow:hidden;padding:0px 3px 0px 3px;vertical-align:bottom;">EW</td> <td data-sheets-value='{"1":2,"2":"Clear (A)"}' style="overflow:hidden;padding:0px 3px 0px 3px;vertical-align:bottom;">Clear (A)</td> <td data-sheets-numberformat='{"1":2,"2":"0.00","3":1}' data-sheets-value='{"1":3,"3":1.19}' style="overflow:hidden;padding:0px 3px 0px 3px;vertical-align:bottom;text-align:center;">1.19</td> <td data-sheets-numberformat='{"1":2,"2":"0","3":1}' data-sheets-value='{"1":3,"3":36.08}' style="overflow:hidden;padding:0px 3px 0px 3px;vertical-align:bottom;text-align:center;">36</td> <td data-sheets-numberformat='{"1":2,"2":"0","3":1}' data-sheets-value='{"1":3,"3":54.78}' style="overflow:hidden;padding:0px 3px 0px 3px;vertical-align:bottom;text-align:center;">55</td> <td data-sheets-value='{"1":3,"3":24}' style="border-right:1px solid #000000;overflow:hidden;padding:0px 3px 0px 3px;vertical-align:bottom;text-align:center;">24</td> </tr> <tr style="height:20px;"> <td data-sheets-value='{"1":2,"2":"PC"}' style="border-left:1px solid #000000;overflow:hidden;padding:0px 3px 0px 3px;vertical-align:bottom;">PC</td> <td style="overflow:hidden;padding:0px 3px 0px 3px;vertical-align:bottom;"></td> <td data-sheets-value='{"1":2,"2":"Opal (D)"}' style="overflow:hidden;padding:0px 3px 0px 3px;vertical-align:bottom;">Opal (D)</td> <td data-sheets-numberformat='{"1":2,"2":"0.00","3":1}' data-sheets-value='{"1":3,"3":1.19}' style="overflow:hidden;padding:0px 3px 0px 3px;vertical-align:bottom;text-align:center;">1.19</td> <td data-sheets-numberformat='{"1":2,"2":"0","3":1}' data-sheets-value='{"1":3,"3":23.779999999999998}' style="overflow:hidden;padding:0px 3px 0px 3px;vertical-align:bottom;text-align:center;">24</td> <td data-sheets-numberformat='{"1":2,"2":"0","3":1}' data-sheets-value='{"1":3,"3":39.6}' style="overflow:hidden;padding:0px 3px 0px 3px;vertical-align:bottom;text-align:center;">40</td> <td data-sheets-value='{"1":3,"3":24}' style="border-right:1px solid #000000;overflow:hidden;padding:0px 3px 0px 3px;vertical-align:bottom;text-align:center;">24</td> </tr> <tr style="height:20px;"> <td style="border-left:1px solid #000000;overflow:hidden;padding:0px 3px 0px 3px;vertical-align:bottom;"></td> <td data-sheets-value='{"1":2,"2":"DW"}' style="overflow:hidden;padding:0px 3px 0px 3px;vertical-align:bottom;">DW</td> <td data-sheets-value='{"1":2,"2":"Clear (A/H)"}' style="overflow:hidden;padding:0px 3px 0px 3px;vertical-align:bottom;">Clear (A/H)</td> <td data-sheets-numberformat='{"1":2,"2":"0.00","3":1}' data-sheets-value='{"1":3,"3":0.98}' style="overflow:hidden;padding:0px 3px 0px 3px;vertical-align:bottom;text-align:center;">0.98</td> <td data-sheets-numberformat='{"1":2,"2":"0","3":1}' data-sheets-value='{"1":3,"3":32.39}' style="overflow:hidden;padding:0px 3px 0px 3px;vertical-align:bottom;text-align:center;">32</td> <td data-sheets-numberformat='{"1":2,"2":"0","3":1}' data-sheets-value='{"1":3,"3":47.52}' style="overflow:hidden;padding:0px 3px 0px 3px;vertical-align:bottom;text-align:center;">48</td> <td data-sheets-value='{"1":3,"3":26}' style="border-right:1px solid #000000;overflow:hidden;padding:0px 3px 0px 3px;vertical-align:bottom;text-align:center;">26</td> </tr> <tr style="height:20px;"> <td style="border-left:1px solid #000000;overflow:hidden;padding:0px 3px 0px 3px;vertical-align:bottom;"></td> <td style="overflow:hidden;padding:0px 3px 0px 3px;vertical-align:bottom;"></td> <td data-sheets-value='{"1":2,"2":"Clear (A/A)"}' style="overflow:hidden;padding:0px 3px 0px 3px;vertical-align:bottom;">Clear (A/A)</td> <td data-sheets-numberformat='{"1":2,"2":"0.00","3":1}' data-sheets-value='{"1":3,"3":0.98}' style="overflow:hidden;padding:0px 3px 0px 3px;vertical-align:bottom;text-align:center;">0.98</td> <td data-sheets-numberformat='{"1":2,"2":"0","3":1}' data-sheets-value='{"1":3,"3":31.569999999999997}' style="overflow:hidden;padding:0px 3px 0px 3px;vertical-align:bottom;text-align:center;">32</td> <td data-sheets-numberformat='{"1":2,"2":"0","3":1}' data-sheets-value='{"1":3,"3":45.54}' style="overflow:hidden;padding:0px 3px 0px 3px;vertical-align:bottom;text-align:center;">46</td> <td data-sheets-value='{"1":3,"3":26}' style="border-right:1px solid #000000;overflow:hidden;padding:0px 3px 0px 3px;vertical-align:bottom;text-align:center;">26</td> </tr> <tr style="height:20px;"> <td style="border-left:1px solid #000000;overflow:hidden;padding:0px 3px 0px 3px;vertical-align:bottom;"></td> <td style="overflow:hidden;padding:0px 3px 0px 3px;vertical-align:bottom;"></td> <td data-sheets-value='{"1":2,"2":"Opal (A/O)"}' style="overflow:hidden;padding:0px 3px 0px 3px;vertical-align:bottom;">Opal (A/O)</td> <td data-sheets-numberformat='{"1":2,"2":"0.00","3":1}' data-sheets-value='{"1":3,"3":0.98}' style="overflow:hidden;padding:0px 3px 0px 3px;vertical-align:bottom;text-align:center;">0.98</td> <td data-sheets-numberformat='{"1":2,"2":"0","3":1}' data-sheets-value='{"1":3,"3":29.93}' style="overflow:hidden;padding:0px 3px 0px 3px;vertical-align:bottom;text-align:center;">30</td> <td data-sheets-numberformat='{"1":2,"2":"0","3":1}' data-sheets-value='{"1":3,"3":41.580000000000005}' style="overflow:hidden;padding:0px 3px 0px 3px;vertical-align:bottom;text-align:center;">42</td> <td data-sheets-value='{"1":3,"3":26}' style="border-right:1px solid #000000;overflow:hidden;padding:0px 3px 0px 3px;vertical-align:bottom;text-align:center;">26</td> </tr> <tr style="height:20px;"> <td style="border-bottom:1px solid #000000;border-left:1px solid #000000;overflow:hidden;padding:0px 3px 0px 3px;vertical-align:bottom;"></td> <td style="border-bottom:1px solid #000000;overflow:hidden;padding:0px 3px 0px 3px;vertical-align:bottom;"></td> <td data-sheets-value='{"1":2,"2":"Opal (A/D)"}' style="border-bottom:1px solid #000000;overflow:hidden;padding:0px 3px 0px 3px;vertical-align:bottom;">Opal (A/D)</td> <td data-sheets-numberformat='{"1":2,"2":"0.00","3":1}' data-sheets-value='{"1":3,"3":0.98}' style="border-bottom:1px solid #000000;overflow:hidden;padding:0px 3px 0px 3px;vertical-align:bottom;text-align:center;">0.98</td> <td data-sheets-numberformat='{"1":2,"2":"0","3":1}' data-sheets-value='{"1":3,"3":20.91}' style="border-bottom:1px solid #000000;overflow:hidden;padding:0px 3px 0px 3px;vertical-align:bottom;text-align:center;">21</td> <td data-sheets-numberformat='{"1":2,"2":"0","3":1}' data-sheets-value='{"1":3,"3":33}' style="border-bottom:1px solid #000000;overflow:hidden;padding:0px 3px 0px 3px;vertical-align:bottom;text-align:center;">33</td> <td data-sheets-value='{"1":3,"3":26}' style="border-right:1px solid #000000;border-bottom:1px solid #000000;overflow:hidden;padding:0px 3px 0px 3px;vertical-align:bottom;text-align:center;">26</td> </tr> <tr style="height:20px;"> <td data-sheets-value='{"1":2,"2":"Polycarbonate"}' style="border-left:1px solid #000000;overflow:hidden;padding:0px 3px 0px 3px;vertical-align:bottom;">Polycarbonate</td> <td data-sheets-value='{"1":2,"2":"EW"}' style="overflow:hidden;padding:0px 3px 0px 3px;vertical-align:bottom;">EW</td> <td data-sheets-value='{"1":2,"2":"Heatstop Opal (T)"}' style="overflow:hidden;padding:0px 3px 0px 3px;vertical-align:bottom;">Heatstop Opal (T)</td> <td data-sheets-numberformat='{"1":2,"2":"0.00","3":1}' data-sheets-value='{"1":3,"3":1.19}' style="overflow:hidden;padding:0px 3px 0px 3px;vertical-align:bottom;text-align:center;">1.19</td> <td data-sheets-numberformat='{"1":2,"2":"0","3":1}' data-sheets-value='{"1":3,"3":20.09}' style="overflow:hidden;padding:0px 3px 0px 3px;vertical-align:bottom;text-align:center;">20</td> <td data-sheets-numberformat='{"1":2,"2":"0","3":1}' data-sheets-value='{"1":3,"3":38.940000000000005}' style="overflow:hidden;padding:0px 3px 0px 3px;vertical-align:bottom;text-align:center;">39</td> <td data-sheets-value='{"1":3,"3":24}' style="border-right:1px solid #000000;overflow:hidden;padding:0px 3px 0px 3px;vertical-align:bottom;text-align:center;">24</td> </tr> <tr style="height:20px;"> <td data-sheets-value='{"1":2,"2":"Heatstop PC"}' style="border-left:1px solid #000000;overflow:hidden;padding:0px 3px 0px 3px;vertical-align:bottom;">Heatstop PC</td> <td data-sheets-value='{"1":2,"2":"DW"}' style="overflow:hidden;padding:0px 3px 0px 3px;vertical-align:bottom;">DW</td> <td data-sheets-value='{"1":2,"2":"Clear (T/H)"}' style="overflow:hidden;padding:0px 3px 0px 3px;vertical-align:bottom;">Clear (T/H)</td> <td data-sheets-numberformat='{"1":2,"2":"0.00","3":1}' data-sheets-value='{"1":3,"3":0.98}' style="overflow:hidden;padding:0px 3px 0px 3px;vertical-align:bottom;text-align:center;">0.98</td> <td data-sheets-numberformat='{"1":2,"2":"0","3":1}' data-sheets-value='{"1":3,"3":18.04}' style="overflow:hidden;padding:0px 3px 0px 3px;vertical-align:bottom;text-align:center;">18</td> <td data-sheets-numberformat='{"1":2,"2":"0","3":1}' data-sheets-value='{"1":3,"3":33.660000000000004}' style="overflow:hidden;padding:0px 3px 0px 3px;vertical-align:bottom;text-align:center;">34</td> <td data-sheets-value='{"1":3,"3":26}' style="border-right:1px solid #000000;overflow:hidden;padding:0px 3px 0px 3px;vertical-align:bottom;text-align:center;">26</td> </tr> <tr style="height:20px;"> <td style="border-bottom:1px solid #000000;border-left:1px solid #000000;overflow:hidden;padding:0px 3px 0px 3px;vertical-align:bottom;"></td> <td style="border-bottom:1px solid #000000;overflow:hidden;padding:0px 3px 0px 3px;vertical-align:bottom;"></td> <td data-sheets-value='{"1":2,"2":"Opal (T/O)"}' style="border-bottom:1px solid #000000;overflow:hidden;padding:0px 3px 0px 3px;vertical-align:bottom;">Opal (T/O)</td> <td data-sheets-numberformat='{"1":2,"2":"0.00","3":1}' data-sheets-value='{"1":3,"3":0.98}' style="border-bottom:1px solid #000000;overflow:hidden;padding:0px 3px 0px 3px;vertical-align:bottom;text-align:center;">0.98</td> <td data-sheets-numberformat='{"1":2,"2":"0","3":1}' data-sheets-value='{"1":3,"3":16.81}' style="border-bottom:1px solid #000000;overflow:hidden;padding:0px 3px 0px 3px;vertical-align:bottom;text-align:center;">17</td> <td data-sheets-numberformat='{"1":2,"2":"0","3":1}' data-sheets-value='{"1":3,"3":29.700000000000003}' style="border-bottom:1px solid #000000;overflow:hidden;padding:0px 3px 0px 3px;vertical-align:bottom;text-align:center;">30</td> <td data-sheets-value='{"1":3,"3":26}' style="border-right:1px solid #000000;border-bottom:1px solid #000000;overflow:hidden;padding:0px 3px 0px 3px;vertical-align:bottom;text-align:center;">26</td> </tr> </tbody></table> | skylux-160-ce-met-koepel-en-metaalopstand-met-lm-motor-pvc-raam-type-ep25-en-windvang-0700-x-1300-mm | 8585997680973 | 46872276042061
Smoke and heat exhaust (SHEV) | SHE system | Skylux | Skylux 160° CE with skylight and metal curb with LM-actuator, PVC frame type EP25 and spoiler 0700 x 1500 mm |  | 50922 | 5412970509226 | 4173.3 | Yes | 30-45 | 85.55 | 700 x 1500 mm | 1500 | 700 |  | metal curb M30 (30 cm high) | Rectangular | 1.19 W/m²K - 0.98 W/m²K | 57% - 30% | 37% - 17% | 24dB - 26dB | 160° CE (for industry) | PVC frame EP25 | with spoiler | E | Single actuator | Maximum double-walled skylight possible for this product | Ut-value LT-value g-value Rw-value EN 1873 : 2014 EN ISO 13468 EN 16153 EN 410 EN 410 EN ISO 140-3 Material Walls Shells (W/m²K) (%) (%) (dB) Acrylic EW Clear (H) 1.19 37 57 24 PMMA Opal (O) 1.19 34 50 24 DW Clear (H/H) 0.98 33 50 26 Opal (O/O) 0.98 28 38 26 Polycarbonate EW Clear (A) 1.19 36 55 24 PC Opal (D) 1.19 24 40 24 DW Clear (A/H) 0.98 32 48 26 Clear (A/A) 0.98 32 46 26 Opal (A/O) 0.98 30 42 26 Opal (A/D) 0.98 21 33 26 Polycarbonate EW Heatstop Opal (T) 1.19 20 39 24 Heatstop PC DW Clear (T/H) 0.98 18 34 26 Opal (T/O) 0.98 17 30 26 | https://skylux.eu/en/products/skylux-160-ce-met-koepel-en-metaalopstand-met-lm-motor-pvc-raam-type-ep25-en-windvang-0700-x-1500-mm | https://skylux.eu/cdn/shop/files/Skylux-160deg-CE-met-koepel-en-metaalopstand-met-LM-motor-pvc-raam-type-EP25-en-windvang-0700-x-1500-mm-RWA-systeem.jpg?v=1702977023&width=1600 | https://skylux.eu/cdn/shop/files/e5a82811-1bb0-48e4-a776-cacb59c7c092_9502ee9f-3c65-45b4-a254-cf1d906281a0.jpg?v=1688550272&width=1600 | //skylux.eu/cdn/shop/files/E_MH_Mounting_instructions_Skylux_160_CE_LM.pdf?v=12406716259046007223 | //skylux.eu/cdn/shop/files/E_TD_Technical_File_Skylux_Skylux_160_CE_Electric.pdf?v=3667116872303399239 | <style type="text/css" id="isPasted"><!--td {border: 1px solid #cccccc;}br {mso-data-placement:same-cell;}--></style><table border="1" cellpadding="0" cellspacing="0" dir="ltr" style="table-layout:fixed;font-size:10pt;font-family:Arial;border-collapse:collapse;border:none;"><tbody> <tr style="height:20px;"> <td style="overflow:hidden;padding:0px 3px 0px 3px;vertical-align:bottom;"></td> <td style="overflow:hidden;padding:0px 3px 0px 3px;vertical-align:bottom;"></td> <td style="overflow:hidden;padding:0px 3px 0px 3px;vertical-align:bottom;"></td> <td data-sheets-value='{"1":2,"2":"Ut-value"}' style="overflow:hidden;padding:0px 3px 0px 3px;vertical-align:bottom;font-weight:bold;text-align:center;">Ut-value</td> <td data-sheets-value='{"1":2,"2":"LT-value"}' style="overflow:hidden;padding:0px 3px 0px 3px;vertical-align:bottom;font-weight:bold;text-align:center;">LT-value</td> <td data-sheets-value='{"1":2,"2":"g-value"}' style="overflow:hidden;padding:0px 3px 0px 3px;vertical-align:bottom;font-weight:bold;text-align:center;">g-value</td> <td data-sheets-value='{"1":2,"2":"Rw-value "}' style="overflow:hidden;padding:0px 3px 0px 3px;vertical-align:bottom;font-weight:bold;text-align:center;">Rw-value </td> </tr> <tr style="height:20px;"> <td style="overflow:hidden;padding:0px 3px 0px 3px;vertical-align:bottom;"></td> <td style="overflow:hidden;padding:0px 3px 0px 3px;vertical-align:bottom;"></td> <td style="overflow:hidden;padding:0px 3px 0px 3px;vertical-align:bottom;"></td> <td data-sheets-numberformat='{"1":2,"2":"0.00","3":1}' data-sheets-value='{"1":2,"2":"EN 1873 : 2014"}' style="overflow:hidden;padding:0px 3px 0px 3px;vertical-align:bottom;text-align:center;">EN 1873 : 2014</td> <td data-sheets-numberformat='{"1":2,"2":"0","3":1}' data-sheets-value='{"1":2,"2":"EN ISO 13468 EN 16153 EN 410"}' style="overflow:hidden;padding:0px 3px 0px 3px;vertical-align:bottom;text-align:center;">EN ISO 13468 EN 16153 EN 410</td> <td data-sheets-numberformat='{"1":2,"2":"0","3":1}' data-sheets-value='{"1":2,"2":"EN 410"}' style="overflow:hidden;padding:0px 3px 0px 3px;vertical-align:bottom;text-align:center;">EN 410</td> <td data-sheets-value='{"1":2,"2":"EN ISO 140-3\t\t"}' style="overflow:hidden;padding:0px 3px 0px 3px;vertical-align:bottom;text-align:center;">EN ISO 140-3 </td> </tr> <tr style="height:20px;"> <td data-sheets-value='{"1":2,"2":"Material"}' style="border-bottom:1px solid #000000;overflow:hidden;padding:0px 3px 0px 3px;vertical-align:bottom;background-color:#000000;font-weight:bold;color:#ffffff;">Material</td> <td data-sheets-value='{"1":2,"2":"Walls"}' style="border-bottom:1px solid #000000;overflow:hidden;padding:0px 3px 0px 3px;vertical-align:bottom;background-color:#000000;font-weight:bold;color:#ffffff;">Walls</td> <td data-sheets-value='{"1":2,"2":"Shells"}' style="border-bottom:1px solid #000000;overflow:hidden;padding:0px 3px 0px 3px;vertical-align:bottom;background-color:#000000;font-weight:bold;color:#ffffff;">Shells</td> <td data-sheets-numberformat='{"1":2,"2":"0.00","3":1}' data-sheets-value='{"1":2,"2":"(W/m²K)\t"}' style="border-bottom:1px solid #000000;overflow:hidden;padding:0px 3px 0px 3px;vertical-align:bottom;background-color:#000000;font-weight:bold;color:#ffffff;text-align:center;">(W/m²K) </td> <td data-sheets-numberformat='{"1":2,"2":"0","3":1}' data-sheets-value='{"1":2,"2":"(%)"}' style="border-bottom:1px solid #000000;overflow:hidden;padding:0px 3px 0px 3px;vertical-align:bottom;background-color:#000000;font-weight:bold;color:#ffffff;text-align:center;">(%)</td> <td data-sheets-numberformat='{"1":2,"2":"0","3":1}' data-sheets-value='{"1":2,"2":"(%)"}' style="border-bottom:1px solid #000000;overflow:hidden;padding:0px 3px 0px 3px;vertical-align:bottom;background-color:#000000;font-weight:bold;color:#ffffff;text-align:center;">(%)</td> <td data-sheets-value='{"1":2,"2":"(dB)"}' style="border-bottom:1px solid #000000;overflow:hidden;padding:0px 3px 0px 3px;vertical-align:bottom;background-color:#000000;font-weight:bold;color:#ffffff;text-align:center;">(dB)</td> </tr> <tr style="height:20px;"> <td data-sheets-value='{"1":2,"2":"Acrylic"}' style="border-left:1px solid #000000;overflow:hidden;padding:0px 3px 0px 3px;vertical-align:bottom;">Acrylic</td> <td data-sheets-value='{"1":2,"2":"EW"}' style="overflow:hidden;padding:0px 3px 0px 3px;vertical-align:bottom;">EW</td> <td data-sheets-value='{"1":2,"2":"Clear (H)"}' style="overflow:hidden;padding:0px 3px 0px 3px;vertical-align:bottom;">Clear (H)</td> <td data-sheets-numberformat='{"1":2,"2":"0.00","3":1}' data-sheets-value='{"1":3,"3":1.19}' style="overflow:hidden;padding:0px 3px 0px 3px;vertical-align:bottom;text-align:center;">1.19</td> <td data-sheets-numberformat='{"1":2,"2":"0","3":1}' data-sheets-value='{"1":3,"3":36.9}' style="overflow:hidden;padding:0px 3px 0px 3px;vertical-align:bottom;text-align:center;">37</td> <td data-sheets-numberformat='{"1":2,"2":"0","3":1}' data-sheets-value='{"1":3,"3":57.42}' style="overflow:hidden;padding:0px 3px 0px 3px;vertical-align:bottom;text-align:center;">57</td> <td data-sheets-value='{"1":3,"3":24}' style="border-right:1px solid #000000;overflow:hidden;padding:0px 3px 0px 3px;vertical-align:bottom;text-align:center;">24</td> </tr> <tr style="height:20px;"> <td data-sheets-value='{"1":2,"2":"PMMA"}' style="border-left:1px solid #000000;overflow:hidden;padding:0px 3px 0px 3px;vertical-align:bottom;">PMMA</td> <td style="overflow:hidden;padding:0px 3px 0px 3px;vertical-align:bottom;"></td> <td data-sheets-value='{"1":2,"2":"Opal (O)"}' style="overflow:hidden;padding:0px 3px 0px 3px;vertical-align:bottom;">Opal (O)</td> <td data-sheets-numberformat='{"1":2,"2":"0.00","3":1}' data-sheets-value='{"1":3,"3":1.19}' style="overflow:hidden;padding:0px 3px 0px 3px;vertical-align:bottom;text-align:center;">1.19</td> <td data-sheets-numberformat='{"1":2,"2":"0","3":1}' data-sheets-value='{"1":3,"3":34.03}' style="overflow:hidden;padding:0px 3px 0px 3px;vertical-align:bottom;text-align:center;">34</td> <td data-sheets-numberformat='{"1":2,"2":"0","3":1}' data-sheets-value='{"1":3,"3":50.160000000000004}' style="overflow:hidden;padding:0px 3px 0px 3px;vertical-align:bottom;text-align:center;">50</td> <td data-sheets-value='{"1":3,"3":24}' style="border-right:1px solid #000000;overflow:hidden;padding:0px 3px 0px 3px;vertical-align:bottom;text-align:center;">24</td> </tr> <tr style="height:20px;"> <td style="border-left:1px solid #000000;overflow:hidden;padding:0px 3px 0px 3px;vertical-align:bottom;"></td> <td data-sheets-value='{"1":2,"2":"DW"}' style="overflow:hidden;padding:0px 3px 0px 3px;vertical-align:bottom;">DW</td> <td data-sheets-value='{"1":2,"2":"Clear (H/H)"}' style="overflow:hidden;padding:0px 3px 0px 3px;vertical-align:bottom;">Clear (H/H)</td> <td data-sheets-numberformat='{"1":2,"2":"0.00","3":1}' data-sheets-value='{"1":3,"3":0.98}' style="overflow:hidden;padding:0px 3px 0px 3px;vertical-align:bottom;text-align:center;">0.98</td> <td data-sheets-numberformat='{"1":2,"2":"0","3":1}' data-sheets-value='{"1":3,"3":33.21}' style="overflow:hidden;padding:0px 3px 0px 3px;vertical-align:bottom;text-align:center;">33</td> <td data-sheets-numberformat='{"1":2,"2":"0","3":1}' data-sheets-value='{"1":3,"3":49.5}' style="overflow:hidden;padding:0px 3px 0px 3px;vertical-align:bottom;text-align:center;">50</td> <td data-sheets-value='{"1":3,"3":26}' style="border-right:1px solid #000000;overflow:hidden;padding:0px 3px 0px 3px;vertical-align:bottom;text-align:center;">26</td> </tr> <tr style="height:20px;"> <td style="border-bottom:1px solid #000000;border-left:1px solid #000000;overflow:hidden;padding:0px 3px 0px 3px;vertical-align:bottom;"></td> <td style="border-bottom:1px solid #000000;overflow:hidden;padding:0px 3px 0px 3px;vertical-align:bottom;"></td> <td data-sheets-value='{"1":2,"2":"Opal (O/O)"}' style="border-bottom:1px solid #000000;overflow:hidden;padding:0px 3px 0px 3px;vertical-align:bottom;">Opal (O/O)</td> <td data-sheets-numberformat='{"1":2,"2":"0.00","3":1}' data-sheets-value='{"1":3,"3":0.98}' style="border-bottom:1px solid #000000;overflow:hidden;padding:0px 3px 0px 3px;vertical-align:bottom;text-align:center;">0.98</td> <td data-sheets-numberformat='{"1":2,"2":"0","3":1}' data-sheets-value='{"1":3,"3":28.29}' style="border-bottom:1px solid #000000;overflow:hidden;padding:0px 3px 0px 3px;vertical-align:bottom;text-align:center;">28</td> <td data-sheets-numberformat='{"1":2,"2":"0","3":1}' data-sheets-value='{"1":3,"3":38.28}' style="border-bottom:1px solid #000000;overflow:hidden;padding:0px 3px 0px 3px;vertical-align:bottom;text-align:center;">38</td> <td data-sheets-value='{"1":3,"3":26}' style="border-right:1px solid #000000;border-bottom:1px solid #000000;overflow:hidden;padding:0px 3px 0px 3px;vertical-align:bottom;text-align:center;">26</td> </tr> <tr style="height:20px;"> <td data-sheets-value='{"1":2,"2":"Polycarbonate "}' style="border-left:1px solid #000000;overflow:hidden;padding:0px 3px 0px 3px;vertical-align:bottom;">Polycarbonate </td> <td data-sheets-value='{"1":2,"2":"EW"}' style="overflow:hidden;padding:0px 3px 0px 3px;vertical-align:bottom;">EW</td> <td data-sheets-value='{"1":2,"2":"Clear (A)"}' style="overflow:hidden;padding:0px 3px 0px 3px;vertical-align:bottom;">Clear (A)</td> <td data-sheets-numberformat='{"1":2,"2":"0.00","3":1}' data-sheets-value='{"1":3,"3":1.19}' style="overflow:hidden;padding:0px 3px 0px 3px;vertical-align:bottom;text-align:center;">1.19</td> <td data-sheets-numberformat='{"1":2,"2":"0","3":1}' data-sheets-value='{"1":3,"3":36.08}' style="overflow:hidden;padding:0px 3px 0px 3px;vertical-align:bottom;text-align:center;">36</td> <td data-sheets-numberformat='{"1":2,"2":"0","3":1}' data-sheets-value='{"1":3,"3":54.78}' style="overflow:hidden;padding:0px 3px 0px 3px;vertical-align:bottom;text-align:center;">55</td> <td data-sheets-value='{"1":3,"3":24}' style="border-right:1px solid #000000;overflow:hidden;padding:0px 3px 0px 3px;vertical-align:bottom;text-align:center;">24</td> </tr> <tr style="height:20px;"> <td data-sheets-value='{"1":2,"2":"PC"}' style="border-left:1px solid #000000;overflow:hidden;padding:0px 3px 0px 3px;vertical-align:bottom;">PC</td> <td style="overflow:hidden;padding:0px 3px 0px 3px;vertical-align:bottom;"></td> <td data-sheets-value='{"1":2,"2":"Opal (D)"}' style="overflow:hidden;padding:0px 3px 0px 3px;vertical-align:bottom;">Opal (D)</td> <td data-sheets-numberformat='{"1":2,"2":"0.00","3":1}' data-sheets-value='{"1":3,"3":1.19}' style="overflow:hidden;padding:0px 3px 0px 3px;vertical-align:bottom;text-align:center;">1.19</td> <td data-sheets-numberformat='{"1":2,"2":"0","3":1}' data-sheets-value='{"1":3,"3":23.779999999999998}' style="overflow:hidden;padding:0px 3px 0px 3px;vertical-align:bottom;text-align:center;">24</td> <td data-sheets-numberformat='{"1":2,"2":"0","3":1}' data-sheets-value='{"1":3,"3":39.6}' style="overflow:hidden;padding:0px 3px 0px 3px;vertical-align:bottom;text-align:center;">40</td> <td data-sheets-value='{"1":3,"3":24}' style="border-right:1px solid #000000;overflow:hidden;padding:0px 3px 0px 3px;vertical-align:bottom;text-align:center;">24</td> </tr> <tr style="height:20px;"> <td style="border-left:1px solid #000000;overflow:hidden;padding:0px 3px 0px 3px;vertical-align:bottom;"></td> <td data-sheets-value='{"1":2,"2":"DW"}' style="overflow:hidden;padding:0px 3px 0px 3px;vertical-align:bottom;">DW</td> <td data-sheets-value='{"1":2,"2":"Clear (A/H)"}' style="overflow:hidden;padding:0px 3px 0px 3px;vertical-align:bottom;">Clear (A/H)</td> <td data-sheets-numberformat='{"1":2,"2":"0.00","3":1}' data-sheets-value='{"1":3,"3":0.98}' style="overflow:hidden;padding:0px 3px 0px 3px;vertical-align:bottom;text-align:center;">0.98</td> <td data-sheets-numberformat='{"1":2,"2":"0","3":1}' data-sheets-value='{"1":3,"3":32.39}' style="overflow:hidden;padding:0px 3px 0px 3px;vertical-align:bottom;text-align:center;">32</td> <td data-sheets-numberformat='{"1":2,"2":"0","3":1}' data-sheets-value='{"1":3,"3":47.52}' style="overflow:hidden;padding:0px 3px 0px 3px;vertical-align:bottom;text-align:center;">48</td> <td data-sheets-value='{"1":3,"3":26}' style="border-right:1px solid #000000;overflow:hidden;padding:0px 3px 0px 3px;vertical-align:bottom;text-align:center;">26</td> </tr> <tr style="height:20px;"> <td style="border-left:1px solid #000000;overflow:hidden;padding:0px 3px 0px 3px;vertical-align:bottom;"></td> <td style="overflow:hidden;padding:0px 3px 0px 3px;vertical-align:bottom;"></td> <td data-sheets-value='{"1":2,"2":"Clear (A/A)"}' style="overflow:hidden;padding:0px 3px 0px 3px;vertical-align:bottom;">Clear (A/A)</td> <td data-sheets-numberformat='{"1":2,"2":"0.00","3":1}' data-sheets-value='{"1":3,"3":0.98}' style="overflow:hidden;padding:0px 3px 0px 3px;vertical-align:bottom;text-align:center;">0.98</td> <td data-sheets-numberformat='{"1":2,"2":"0","3":1}' data-sheets-value='{"1":3,"3":31.569999999999997}' style="overflow:hidden;padding:0px 3px 0px 3px;vertical-align:bottom;text-align:center;">32</td> <td data-sheets-numberformat='{"1":2,"2":"0","3":1}' data-sheets-value='{"1":3,"3":45.54}' style="overflow:hidden;padding:0px 3px 0px 3px;vertical-align:bottom;text-align:center;">46</td> <td data-sheets-value='{"1":3,"3":26}' style="border-right:1px solid #000000;overflow:hidden;padding:0px 3px 0px 3px;vertical-align:bottom;text-align:center;">26</td> </tr> <tr style="height:20px;"> <td style="border-left:1px solid #000000;overflow:hidden;padding:0px 3px 0px 3px;vertical-align:bottom;"></td> <td style="overflow:hidden;padding:0px 3px 0px 3px;vertical-align:bottom;"></td> <td data-sheets-value='{"1":2,"2":"Opal (A/O)"}' style="overflow:hidden;padding:0px 3px 0px 3px;vertical-align:bottom;">Opal (A/O)</td> <td data-sheets-numberformat='{"1":2,"2":"0.00","3":1}' data-sheets-value='{"1":3,"3":0.98}' style="overflow:hidden;padding:0px 3px 0px 3px;vertical-align:bottom;text-align:center;">0.98</td> <td data-sheets-numberformat='{"1":2,"2":"0","3":1}' data-sheets-value='{"1":3,"3":29.93}' style="overflow:hidden;padding:0px 3px 0px 3px;vertical-align:bottom;text-align:center;">30</td> <td data-sheets-numberformat='{"1":2,"2":"0","3":1}' data-sheets-value='{"1":3,"3":41.580000000000005}' style="overflow:hidden;padding:0px 3px 0px 3px;vertical-align:bottom;text-align:center;">42</td> <td data-sheets-value='{"1":3,"3":26}' style="border-right:1px solid #000000;overflow:hidden;padding:0px 3px 0px 3px;vertical-align:bottom;text-align:center;">26</td> </tr> <tr style="height:20px;"> <td style="border-bottom:1px solid #000000;border-left:1px solid #000000;overflow:hidden;padding:0px 3px 0px 3px;vertical-align:bottom;"></td> <td style="border-bottom:1px solid #000000;overflow:hidden;padding:0px 3px 0px 3px;vertical-align:bottom;"></td> <td data-sheets-value='{"1":2,"2":"Opal (A/D)"}' style="border-bottom:1px solid #000000;overflow:hidden;padding:0px 3px 0px 3px;vertical-align:bottom;">Opal (A/D)</td> <td data-sheets-numberformat='{"1":2,"2":"0.00","3":1}' data-sheets-value='{"1":3,"3":0.98}' style="border-bottom:1px solid #000000;overflow:hidden;padding:0px 3px 0px 3px;vertical-align:bottom;text-align:center;">0.98</td> <td data-sheets-numberformat='{"1":2,"2":"0","3":1}' data-sheets-value='{"1":3,"3":20.91}' style="border-bottom:1px solid #000000;overflow:hidden;padding:0px 3px 0px 3px;vertical-align:bottom;text-align:center;">21</td> <td data-sheets-numberformat='{"1":2,"2":"0","3":1}' data-sheets-value='{"1":3,"3":33}' style="border-bottom:1px solid #000000;overflow:hidden;padding:0px 3px 0px 3px;vertical-align:bottom;text-align:center;">33</td> <td data-sheets-value='{"1":3,"3":26}' style="border-right:1px solid #000000;border-bottom:1px solid #000000;overflow:hidden;padding:0px 3px 0px 3px;vertical-align:bottom;text-align:center;">26</td> </tr> <tr style="height:20px;"> <td data-sheets-value='{"1":2,"2":"Polycarbonate"}' style="border-left:1px solid #000000;overflow:hidden;padding:0px 3px 0px 3px;vertical-align:bottom;">Polycarbonate</td> <td data-sheets-value='{"1":2,"2":"EW"}' style="overflow:hidden;padding:0px 3px 0px 3px;vertical-align:bottom;">EW</td> <td data-sheets-value='{"1":2,"2":"Heatstop Opal (T)"}' style="overflow:hidden;padding:0px 3px 0px 3px;vertical-align:bottom;">Heatstop Opal (T)</td> <td data-sheets-numberformat='{"1":2,"2":"0.00","3":1}' data-sheets-value='{"1":3,"3":1.19}' style="overflow:hidden;padding:0px 3px 0px 3px;vertical-align:bottom;text-align:center;">1.19</td> <td data-sheets-numberformat='{"1":2,"2":"0","3":1}' data-sheets-value='{"1":3,"3":20.09}' style="overflow:hidden;padding:0px 3px 0px 3px;vertical-align:bottom;text-align:center;">20</td> <td data-sheets-numberformat='{"1":2,"2":"0","3":1}' data-sheets-value='{"1":3,"3":38.940000000000005}' style="overflow:hidden;padding:0px 3px 0px 3px;vertical-align:bottom;text-align:center;">39</td> <td data-sheets-value='{"1":3,"3":24}' style="border-right:1px solid #000000;overflow:hidden;padding:0px 3px 0px 3px;vertical-align:bottom;text-align:center;">24</td> </tr> <tr style="height:20px;"> <td data-sheets-value='{"1":2,"2":"Heatstop PC"}' style="border-left:1px solid #000000;overflow:hidden;padding:0px 3px 0px 3px;vertical-align:bottom;">Heatstop PC</td> <td data-sheets-value='{"1":2,"2":"DW"}' style="overflow:hidden;padding:0px 3px 0px 3px;vertical-align:bottom;">DW</td> <td data-sheets-value='{"1":2,"2":"Clear (T/H)"}' style="overflow:hidden;padding:0px 3px 0px 3px;vertical-align:bottom;">Clear (T/H)</td> <td data-sheets-numberformat='{"1":2,"2":"0.00","3":1}' data-sheets-value='{"1":3,"3":0.98}' style="overflow:hidden;padding:0px 3px 0px 3px;vertical-align:bottom;text-align:center;">0.98</td> <td data-sheets-numberformat='{"1":2,"2":"0","3":1}' data-sheets-value='{"1":3,"3":18.04}' style="overflow:hidden;padding:0px 3px 0px 3px;vertical-align:bottom;text-align:center;">18</td> <td data-sheets-numberformat='{"1":2,"2":"0","3":1}' data-sheets-value='{"1":3,"3":33.660000000000004}' style="overflow:hidden;padding:0px 3px 0px 3px;vertical-align:bottom;text-align:center;">34</td> <td data-sheets-value='{"1":3,"3":26}' style="border-right:1px solid #000000;overflow:hidden;padding:0px 3px 0px 3px;vertical-align:bottom;text-align:center;">26</td> </tr> <tr style="height:20px;"> <td style="border-bottom:1px solid #000000;border-left:1px solid #000000;overflow:hidden;padding:0px 3px 0px 3px;vertical-align:bottom;"></td> <td style="border-bottom:1px solid #000000;overflow:hidden;padding:0px 3px 0px 3px;vertical-align:bottom;"></td> <td data-sheets-value='{"1":2,"2":"Opal (T/O)"}' style="border-bottom:1px solid #000000;overflow:hidden;padding:0px 3px 0px 3px;vertical-align:bottom;">Opal (T/O)</td> <td data-sheets-numberformat='{"1":2,"2":"0.00","3":1}' data-sheets-value='{"1":3,"3":0.98}' style="border-bottom:1px solid #000000;overflow:hidden;padding:0px 3px 0px 3px;vertical-align:bottom;text-align:center;">0.98</td> <td data-sheets-numberformat='{"1":2,"2":"0","3":1}' data-sheets-value='{"1":3,"3":16.81}' style="border-bottom:1px solid #000000;overflow:hidden;padding:0px 3px 0px 3px;vertical-align:bottom;text-align:center;">17</td> <td data-sheets-numberformat='{"1":2,"2":"0","3":1}' data-sheets-value='{"1":3,"3":29.700000000000003}' style="border-bottom:1px solid #000000;overflow:hidden;padding:0px 3px 0px 3px;vertical-align:bottom;text-align:center;">30</td> <td data-sheets-value='{"1":3,"3":26}' style="border-right:1px solid #000000;border-bottom:1px solid #000000;overflow:hidden;padding:0px 3px 0px 3px;vertical-align:bottom;text-align:center;">26</td> </tr> </tbody></table> | skylux-160-ce-met-koepel-en-metaalopstand-met-lm-motor-pvc-raam-type-ep25-en-windvang-0700-x-1500-mm | 8585997779277 | 46872276205901
Smoke and heat exhaust (SHEV) | SHE system | Skylux | Skylux 160° CE with skylight and metal curb with LM-actuator, PVC frame type EP25 and spoiler 0750 x 1250 mm |  | 50923 | 5412970509233 | 4062 | Yes | 30-45 | 79.79 | 750 x 1250 mm | 1250 | 750 |  | metal curb M30 (30 cm high) | Rectangular | 1.19 W/m²K - 0.98 W/m²K | 57% - 30% | 37% - 17% | 24dB - 26dB | 160° CE (for industry) | PVC frame EP25 | with spoiler | E | Single actuator | Maximum double-walled skylight possible for this product | Ut-value LT-value g-value Rw-value EN 1873 : 2014 EN ISO 13468 EN 16153 EN 410 EN 410 EN ISO 140-3 Material Walls Shells (W/m²K) (%) (%) (dB) Acrylic EW Clear (H) 1.19 37 57 24 PMMA Opal (O) 1.19 34 50 24 DW Clear (H/H) 0.98 33 50 26 Opal (O/O) 0.98 28 38 26 Polycarbonate EW Clear (A) 1.19 36 55 24 PC Opal (D) 1.19 24 40 24 DW Clear (A/H) 0.98 32 48 26 Clear (A/A) 0.98 32 46 26 Opal (A/O) 0.98 30 42 26 Opal (A/D) 0.98 21 33 26 Polycarbonate EW Heatstop Opal (T) 1.19 20 39 24 Heatstop PC DW Clear (T/H) 0.98 18 34 26 Opal (T/O) 0.98 17 30 26 | https://skylux.eu/en/products/skylux-160-ce-met-koepel-en-metaalopstand-met-lm-motor-pvc-raam-type-ep25-en-windvang-0750-x-1250-mm | https://skylux.eu/cdn/shop/files/Skylux-160deg-CE-met-koepel-en-metaalopstand-met-LM-motor-pvc-raam-type-EP25-en-windvang-0750-x-1250-mm-RWA-systeem.jpg?v=1702977028&width=1600 | https://skylux.eu/cdn/shop/files/e5a82811-1bb0-48e4-a776-cacb59c7c092_77cc8d73-1fae-4cf3-88ff-026e9df2d037.jpg?v=1688550273&width=1600 | //skylux.eu/cdn/shop/files/E_MH_Mounting_instructions_Skylux_160_CE_LM.pdf?v=12406716259046007223 | //skylux.eu/cdn/shop/files/E_TD_Technical_File_Skylux_Skylux_160_CE_Electric.pdf?v=3667116872303399239 | <style type="text/css" id="isPasted"><!--td {border: 1px solid #cccccc;}br {mso-data-placement:same-cell;}--></style><table border="1" cellpadding="0" cellspacing="0" dir="ltr" style="table-layout:fixed;font-size:10pt;font-family:Arial;border-collapse:collapse;border:none;"><tbody> <tr style="height:20px;"> <td style="overflow:hidden;padding:0px 3px 0px 3px;vertical-align:bottom;"></td> <td style="overflow:hidden;padding:0px 3px 0px 3px;vertical-align:bottom;"></td> <td style="overflow:hidden;padding:0px 3px 0px 3px;vertical-align:bottom;"></td> <td data-sheets-value='{"1":2,"2":"Ut-value"}' style="overflow:hidden;padding:0px 3px 0px 3px;vertical-align:bottom;font-weight:bold;text-align:center;">Ut-value</td> <td data-sheets-value='{"1":2,"2":"LT-value"}' style="overflow:hidden;padding:0px 3px 0px 3px;vertical-align:bottom;font-weight:bold;text-align:center;">LT-value</td> <td data-sheets-value='{"1":2,"2":"g-value"}' style="overflow:hidden;padding:0px 3px 0px 3px;vertical-align:bottom;font-weight:bold;text-align:center;">g-value</td> <td data-sheets-value='{"1":2,"2":"Rw-value "}' style="overflow:hidden;padding:0px 3px 0px 3px;vertical-align:bottom;font-weight:bold;text-align:center;">Rw-value </td> </tr> <tr style="height:20px;"> <td style="overflow:hidden;padding:0px 3px 0px 3px;vertical-align:bottom;"></td> <td style="overflow:hidden;padding:0px 3px 0px 3px;vertical-align:bottom;"></td> <td style="overflow:hidden;padding:0px 3px 0px 3px;vertical-align:bottom;"></td> <td data-sheets-numberformat='{"1":2,"2":"0.00","3":1}' data-sheets-value='{"1":2,"2":"EN 1873 : 2014"}' style="overflow:hidden;padding:0px 3px 0px 3px;vertical-align:bottom;text-align:center;">EN 1873 : 2014</td> <td data-sheets-numberformat='{"1":2,"2":"0","3":1}' data-sheets-value='{"1":2,"2":"EN ISO 13468 EN 16153 EN 410"}' style="overflow:hidden;padding:0px 3px 0px 3px;vertical-align:bottom;text-align:center;">EN ISO 13468 EN 16153 EN 410</td> <td data-sheets-numberformat='{"1":2,"2":"0","3":1}' data-sheets-value='{"1":2,"2":"EN 410"}' style="overflow:hidden;padding:0px 3px 0px 3px;vertical-align:bottom;text-align:center;">EN 410</td> <td data-sheets-value='{"1":2,"2":"EN ISO 140-3\t\t"}' style="overflow:hidden;padding:0px 3px 0px 3px;vertical-align:bottom;text-align:center;">EN ISO 140-3 </td> </tr> <tr style="height:20px;"> <td data-sheets-value='{"1":2,"2":"Material"}' style="border-bottom:1px solid #000000;overflow:hidden;padding:0px 3px 0px 3px;vertical-align:bottom;background-color:#000000;font-weight:bold;color:#ffffff;">Material</td> <td data-sheets-value='{"1":2,"2":"Walls"}' style="border-bottom:1px solid #000000;overflow:hidden;padding:0px 3px 0px 3px;vertical-align:bottom;background-color:#000000;font-weight:bold;color:#ffffff;">Walls</td> <td data-sheets-value='{"1":2,"2":"Shells"}' style="border-bottom:1px solid #000000;overflow:hidden;padding:0px 3px 0px 3px;vertical-align:bottom;background-color:#000000;font-weight:bold;color:#ffffff;">Shells</td> <td data-sheets-numberformat='{"1":2,"2":"0.00","3":1}' data-sheets-value='{"1":2,"2":"(W/m²K)\t"}' style="border-bottom:1px solid #000000;overflow:hidden;padding:0px 3px 0px 3px;vertical-align:bottom;background-color:#000000;font-weight:bold;color:#ffffff;text-align:center;">(W/m²K) </td> <td data-sheets-numberformat='{"1":2,"2":"0","3":1}' data-sheets-value='{"1":2,"2":"(%)"}' style="border-bottom:1px solid #000000;overflow:hidden;padding:0px 3px 0px 3px;vertical-align:bottom;background-color:#000000;font-weight:bold;color:#ffffff;text-align:center;">(%)</td> <td data-sheets-numberformat='{"1":2,"2":"0","3":1}' data-sheets-value='{"1":2,"2":"(%)"}' style="border-bottom:1px solid #000000;overflow:hidden;padding:0px 3px 0px 3px;vertical-align:bottom;background-color:#000000;font-weight:bold;color:#ffffff;text-align:center;">(%)</td> <td data-sheets-value='{"1":2,"2":"(dB)"}' style="border-bottom:1px solid #000000;overflow:hidden;padding:0px 3px 0px 3px;vertical-align:bottom;background-color:#000000;font-weight:bold;color:#ffffff;text-align:center;">(dB)</td> </tr> <tr style="height:20px;"> <td data-sheets-value='{"1":2,"2":"Acrylic"}' style="border-left:1px solid #000000;overflow:hidden;padding:0px 3px 0px 3px;vertical-align:bottom;">Acrylic</td> <td data-sheets-value='{"1":2,"2":"EW"}' style="overflow:hidden;padding:0px 3px 0px 3px;vertical-align:bottom;">EW</td> <td data-sheets-value='{"1":2,"2":"Clear (H)"}' style="overflow:hidden;padding:0px 3px 0px 3px;vertical-align:bottom;">Clear (H)</td> <td data-sheets-numberformat='{"1":2,"2":"0.00","3":1}' data-sheets-value='{"1":3,"3":1.19}' style="overflow:hidden;padding:0px 3px 0px 3px;vertical-align:bottom;text-align:center;">1.19</td> <td data-sheets-numberformat='{"1":2,"2":"0","3":1}' data-sheets-value='{"1":3,"3":36.9}' style="overflow:hidden;padding:0px 3px 0px 3px;vertical-align:bottom;text-align:center;">37</td> <td data-sheets-numberformat='{"1":2,"2":"0","3":1}' data-sheets-value='{"1":3,"3":57.42}' style="overflow:hidden;padding:0px 3px 0px 3px;vertical-align:bottom;text-align:center;">57</td> <td data-sheets-value='{"1":3,"3":24}' style="border-right:1px solid #000000;overflow:hidden;padding:0px 3px 0px 3px;vertical-align:bottom;text-align:center;">24</td> </tr> <tr style="height:20px;"> <td data-sheets-value='{"1":2,"2":"PMMA"}' style="border-left:1px solid #000000;overflow:hidden;padding:0px 3px 0px 3px;vertical-align:bottom;">PMMA</td> <td style="overflow:hidden;padding:0px 3px 0px 3px;vertical-align:bottom;"></td> <td data-sheets-value='{"1":2,"2":"Opal (O)"}' style="overflow:hidden;padding:0px 3px 0px 3px;vertical-align:bottom;">Opal (O)</td> <td data-sheets-numberformat='{"1":2,"2":"0.00","3":1}' data-sheets-value='{"1":3,"3":1.19}' style="overflow:hidden;padding:0px 3px 0px 3px;vertical-align:bottom;text-align:center;">1.19</td> <td data-sheets-numberformat='{"1":2,"2":"0","3":1}' data-sheets-value='{"1":3,"3":34.03}' style="overflow:hidden;padding:0px 3px 0px 3px;vertical-align:bottom;text-align:center;">34</td> <td data-sheets-numberformat='{"1":2,"2":"0","3":1}' data-sheets-value='{"1":3,"3":50.160000000000004}' style="overflow:hidden;padding:0px 3px 0px 3px;vertical-align:bottom;text-align:center;">50</td> <td data-sheets-value='{"1":3,"3":24}' style="border-right:1px solid #000000;overflow:hidden;padding:0px 3px 0px 3px;vertical-align:bottom;text-align:center;">24</td> </tr> <tr style="height:20px;"> <td style="border-left:1px solid #000000;overflow:hidden;padding:0px 3px 0px 3px;vertical-align:bottom;"></td> <td data-sheets-value='{"1":2,"2":"DW"}' style="overflow:hidden;padding:0px 3px 0px 3px;vertical-align:bottom;">DW</td> <td data-sheets-value='{"1":2,"2":"Clear (H/H)"}' style="overflow:hidden;padding:0px 3px 0px 3px;vertical-align:bottom;">Clear (H/H)</td> <td data-sheets-numberformat='{"1":2,"2":"0.00","3":1}' data-sheets-value='{"1":3,"3":0.98}' style="overflow:hidden;padding:0px 3px 0px 3px;vertical-align:bottom;text-align:center;">0.98</td> <td data-sheets-numberformat='{"1":2,"2":"0","3":1}' data-sheets-value='{"1":3,"3":33.21}' style="overflow:hidden;padding:0px 3px 0px 3px;vertical-align:bottom;text-align:center;">33</td> <td data-sheets-numberformat='{"1":2,"2":"0","3":1}' data-sheets-value='{"1":3,"3":49.5}' style="overflow:hidden;padding:0px 3px 0px 3px;vertical-align:bottom;text-align:center;">50</td> <td data-sheets-value='{"1":3,"3":26}' style="border-right:1px solid #000000;overflow:hidden;padding:0px 3px 0px 3px;vertical-align:bottom;text-align:center;">26</td> </tr> <tr style="height:20px;"> <td style="border-bottom:1px solid #000000;border-left:1px solid #000000;overflow:hidden;padding:0px 3px 0px 3px;vertical-align:bottom;"></td> <td style="border-bottom:1px solid #000000;overflow:hidden;padding:0px 3px 0px 3px;vertical-align:bottom;"></td> <td data-sheets-value='{"1":2,"2":"Opal (O/O)"}' style="border-bottom:1px solid #000000;overflow:hidden;padding:0px 3px 0px 3px;vertical-align:bottom;">Opal (O/O)</td> <td data-sheets-numberformat='{"1":2,"2":"0.00","3":1}' data-sheets-value='{"1":3,"3":0.98}' style="border-bottom:1px solid #000000;overflow:hidden;padding:0px 3px 0px 3px;vertical-align:bottom;text-align:center;">0.98</td> <td data-sheets-numberformat='{"1":2,"2":"0","3":1}' data-sheets-value='{"1":3,"3":28.29}' style="border-bottom:1px solid #000000;overflow:hidden;padding:0px 3px 0px 3px;vertical-align:bottom;text-align:center;">28</td> <td data-sheets-numberformat='{"1":2,"2":"0","3":1}' data-sheets-value='{"1":3,"3":38.28}' style="border-bottom:1px solid #000000;overflow:hidden;padding:0px 3px 0px 3px;vertical-align:bottom;text-align:center;">38</td> <td data-sheets-value='{"1":3,"3":26}' style="border-right:1px solid #000000;border-bottom:1px solid #000000;overflow:hidden;padding:0px 3px 0px 3px;vertical-align:bottom;text-align:center;">26</td> </tr> <tr style="height:20px;"> <td data-sheets-value='{"1":2,"2":"Polycarbonate "}' style="border-left:1px solid #000000;overflow:hidden;padding:0px 3px 0px 3px;vertical-align:bottom;">Polycarbonate </td> <td data-sheets-value='{"1":2,"2":"EW"}' style="overflow:hidden;padding:0px 3px 0px 3px;vertical-align:bottom;">EW</td> <td data-sheets-value='{"1":2,"2":"Clear (A)"}' style="overflow:hidden;padding:0px 3px 0px 3px;vertical-align:bottom;">Clear (A)</td> <td data-sheets-numberformat='{"1":2,"2":"0.00","3":1}' data-sheets-value='{"1":3,"3":1.19}' style="overflow:hidden;padding:0px 3px 0px 3px;vertical-align:bottom;text-align:center;">1.19</td> <td data-sheets-numberformat='{"1":2,"2":"0","3":1}' data-sheets-value='{"1":3,"3":36.08}' style="overflow:hidden;padding:0px 3px 0px 3px;vertical-align:bottom;text-align:center;">36</td> <td data-sheets-numberformat='{"1":2,"2":"0","3":1}' data-sheets-value='{"1":3,"3":54.78}' style="overflow:hidden;padding:0px 3px 0px 3px;vertical-align:bottom;text-align:center;">55</td> <td data-sheets-value='{"1":3,"3":24}' style="border-right:1px solid #000000;overflow:hidden;padding:0px 3px 0px 3px;vertical-align:bottom;text-align:center;">24</td> </tr> <tr style="height:20px;"> <td data-sheets-value='{"1":2,"2":"PC"}' style="border-left:1px solid #000000;overflow:hidden;padding:0px 3px 0px 3px;vertical-align:bottom;">PC</td> <td style="overflow:hidden;padding:0px 3px 0px 3px;vertical-align:bottom;"></td> <td data-sheets-value='{"1":2,"2":"Opal (D)"}' style="overflow:hidden;padding:0px 3px 0px 3px;vertical-align:bottom;">Opal (D)</td> <td data-sheets-numberformat='{"1":2,"2":"0.00","3":1}' data-sheets-value='{"1":3,"3":1.19}' style="overflow:hidden;padding:0px 3px 0px 3px;vertical-align:bottom;text-align:center;">1.19</td> <td data-sheets-numberformat='{"1":2,"2":"0","3":1}' data-sheets-value='{"1":3,"3":23.779999999999998}' style="overflow:hidden;padding:0px 3px 0px 3px;vertical-align:bottom;text-align:center;">24</td> <td data-sheets-numberformat='{"1":2,"2":"0","3":1}' data-sheets-value='{"1":3,"3":39.6}' style="overflow:hidden;padding:0px 3px 0px 3px;vertical-align:bottom;text-align:center;">40</td> <td data-sheets-value='{"1":3,"3":24}' style="border-right:1px solid #000000;overflow:hidden;padding:0px 3px 0px 3px;vertical-align:bottom;text-align:center;">24</td> </tr> <tr style="height:20px;"> <td style="border-left:1px solid #000000;overflow:hidden;padding:0px 3px 0px 3px;vertical-align:bottom;"></td> <td data-sheets-value='{"1":2,"2":"DW"}' style="overflow:hidden;padding:0px 3px 0px 3px;vertical-align:bottom;">DW</td> <td data-sheets-value='{"1":2,"2":"Clear (A/H)"}' style="overflow:hidden;padding:0px 3px 0px 3px;vertical-align:bottom;">Clear (A/H)</td> <td data-sheets-numberformat='{"1":2,"2":"0.00","3":1}' data-sheets-value='{"1":3,"3":0.98}' style="overflow:hidden;padding:0px 3px 0px 3px;vertical-align:bottom;text-align:center;">0.98</td> <td data-sheets-numberformat='{"1":2,"2":"0","3":1}' data-sheets-value='{"1":3,"3":32.39}' style="overflow:hidden;padding:0px 3px 0px 3px;vertical-align:bottom;text-align:center;">32</td> <td data-sheets-numberformat='{"1":2,"2":"0","3":1}' data-sheets-value='{"1":3,"3":47.52}' style="overflow:hidden;padding:0px 3px 0px 3px;vertical-align:bottom;text-align:center;">48</td> <td data-sheets-value='{"1":3,"3":26}' style="border-right:1px solid #000000;overflow:hidden;padding:0px 3px 0px 3px;vertical-align:bottom;text-align:center;">26</td> </tr> <tr style="height:20px;"> <td style="border-left:1px solid #000000;overflow:hidden;padding:0px 3px 0px 3px;vertical-align:bottom;"></td> <td style="overflow:hidden;padding:0px 3px 0px 3px;vertical-align:bottom;"></td> <td data-sheets-value='{"1":2,"2":"Clear (A/A)"}' style="overflow:hidden;padding:0px 3px 0px 3px;vertical-align:bottom;">Clear (A/A)</td> <td data-sheets-numberformat='{"1":2,"2":"0.00","3":1}' data-sheets-value='{"1":3,"3":0.98}' style="overflow:hidden;padding:0px 3px 0px 3px;vertical-align:bottom;text-align:center;">0.98</td> <td data-sheets-numberformat='{"1":2,"2":"0","3":1}' data-sheets-value='{"1":3,"3":31.569999999999997}' style="overflow:hidden;padding:0px 3px 0px 3px;vertical-align:bottom;text-align:center;">32</td> <td data-sheets-numberformat='{"1":2,"2":"0","3":1}' data-sheets-value='{"1":3,"3":45.54}' style="overflow:hidden;padding:0px 3px 0px 3px;vertical-align:bottom;text-align:center;">46</td> <td data-sheets-value='{"1":3,"3":26}' style="border-right:1px solid #000000;overflow:hidden;padding:0px 3px 0px 3px;vertical-align:bottom;text-align:center;">26</td> </tr> <tr style="height:20px;"> <td style="border-left:1px solid #000000;overflow:hidden;padding:0px 3px 0px 3px;vertical-align:bottom;"></td> <td style="overflow:hidden;padding:0px 3px 0px 3px;vertical-align:bottom;"></td> <td data-sheets-value='{"1":2,"2":"Opal (A/O)"}' style="overflow:hidden;padding:0px 3px 0px 3px;vertical-align:bottom;">Opal (A/O)</td> <td data-sheets-numberformat='{"1":2,"2":"0.00","3":1}' data-sheets-value='{"1":3,"3":0.98}' style="overflow:hidden;padding:0px 3px 0px 3px;vertical-align:bottom;text-align:center;">0.98</td> <td data-sheets-numberformat='{"1":2,"2":"0","3":1}' data-sheets-value='{"1":3,"3":29.93}' style="overflow:hidden;padding:0px 3px 0px 3px;vertical-align:bottom;text-align:center;">30</td> <td data-sheets-numberformat='{"1":2,"2":"0","3":1}' data-sheets-value='{"1":3,"3":41.580000000000005}' style="overflow:hidden;padding:0px 3px 0px 3px;vertical-align:bottom;text-align:center;">42</td> <td data-sheets-value='{"1":3,"3":26}' style="border-right:1px solid #000000;overflow:hidden;padding:0px 3px 0px 3px;vertical-align:bottom;text-align:center;">26</td> </tr> <tr style="height:20px;"> <td style="border-bottom:1px solid #000000;border-left:1px solid #000000;overflow:hidden;padding:0px 3px 0px 3px;vertical-align:bottom;"></td> <td style="border-bottom:1px solid #000000;overflow:hidden;padding:0px 3px 0px 3px;vertical-align:bottom;"></td> <td data-sheets-value='{"1":2,"2":"Opal (A/D)"}' style="border-bottom:1px solid #000000;overflow:hidden;padding:0px 3px 0px 3px;vertical-align:bottom;">Opal (A/D)</td> <td data-sheets-numberformat='{"1":2,"2":"0.00","3":1}' data-sheets-value='{"1":3,"3":0.98}' style="border-bottom:1px solid #000000;overflow:hidden;padding:0px 3px 0px 3px;vertical-align:bottom;text-align:center;">0.98</td> <td data-sheets-numberformat='{"1":2,"2":"0","3":1}' data-sheets-value='{"1":3,"3":20.91}' style="border-bottom:1px solid #000000;overflow:hidden;padding:0px 3px 0px 3px;vertical-align:bottom;text-align:center;">21</td> <td data-sheets-numberformat='{"1":2,"2":"0","3":1}' data-sheets-value='{"1":3,"3":33}' style="border-bottom:1px solid #000000;overflow:hidden;padding:0px 3px 0px 3px;vertical-align:bottom;text-align:center;">33</td> <td data-sheets-value='{"1":3,"3":26}' style="border-right:1px solid #000000;border-bottom:1px solid #000000;overflow:hidden;padding:0px 3px 0px 3px;vertical-align:bottom;text-align:center;">26</td> </tr> <tr style="height:20px;"> <td data-sheets-value='{"1":2,"2":"Polycarbonate"}' style="border-left:1px solid #000000;overflow:hidden;padding:0px 3px 0px 3px;vertical-align:bottom;">Polycarbonate</td> <td data-sheets-value='{"1":2,"2":"EW"}' style="overflow:hidden;padding:0px 3px 0px 3px;vertical-align:bottom;">EW</td> <td data-sheets-value='{"1":2,"2":"Heatstop Opal (T)"}' style="overflow:hidden;padding:0px 3px 0px 3px;vertical-align:bottom;">Heatstop Opal (T)</td> <td data-sheets-numberformat='{"1":2,"2":"0.00","3":1}' data-sheets-value='{"1":3,"3":1.19}' style="overflow:hidden;padding:0px 3px 0px 3px;vertical-align:bottom;text-align:center;">1.19</td> <td data-sheets-numberformat='{"1":2,"2":"0","3":1}' data-sheets-value='{"1":3,"3":20.09}' style="overflow:hidden;padding:0px 3px 0px 3px;vertical-align:bottom;text-align:center;">20</td> <td data-sheets-numberformat='{"1":2,"2":"0","3":1}' data-sheets-value='{"1":3,"3":38.940000000000005}' style="overflow:hidden;padding:0px 3px 0px 3px;vertical-align:bottom;text-align:center;">39</td> <td data-sheets-value='{"1":3,"3":24}' style="border-right:1px solid #000000;overflow:hidden;padding:0px 3px 0px 3px;vertical-align:bottom;text-align:center;">24</td> </tr> <tr style="height:20px;"> <td data-sheets-value='{"1":2,"2":"Heatstop PC"}' style="border-left:1px solid #000000;overflow:hidden;padding:0px 3px 0px 3px;vertical-align:bottom;">Heatstop PC</td> <td data-sheets-value='{"1":2,"2":"DW"}' style="overflow:hidden;padding:0px 3px 0px 3px;vertical-align:bottom;">DW</td> <td data-sheets-value='{"1":2,"2":"Clear (T/H)"}' style="overflow:hidden;padding:0px 3px 0px 3px;vertical-align:bottom;">Clear (T/H)</td> <td data-sheets-numberformat='{"1":2,"2":"0.00","3":1}' data-sheets-value='{"1":3,"3":0.98}' style="overflow:hidden;padding:0px 3px 0px 3px;vertical-align:bottom;text-align:center;">0.98</td> <td data-sheets-numberformat='{"1":2,"2":"0","3":1}' data-sheets-value='{"1":3,"3":18.04}' style="overflow:hidden;padding:0px 3px 0px 3px;vertical-align:bottom;text-align:center;">18</td> <td data-sheets-numberformat='{"1":2,"2":"0","3":1}' data-sheets-value='{"1":3,"3":33.660000000000004}' style="overflow:hidden;padding:0px 3px 0px 3px;vertical-align:bottom;text-align:center;">34</td> <td data-sheets-value='{"1":3,"3":26}' style="border-right:1px solid #000000;overflow:hidden;padding:0px 3px 0px 3px;vertical-align:bottom;text-align:center;">26</td> </tr> <tr style="height:20px;"> <td style="border-bottom:1px solid #000000;border-left:1px solid #000000;overflow:hidden;padding:0px 3px 0px 3px;vertical-align:bottom;"></td> <td style="border-bottom:1px solid #000000;overflow:hidden;padding:0px 3px 0px 3px;vertical-align:bottom;"></td> <td data-sheets-value='{"1":2,"2":"Opal (T/O)"}' style="border-bottom:1px solid #000000;overflow:hidden;padding:0px 3px 0px 3px;vertical-align:bottom;">Opal (T/O)</td> <td data-sheets-numberformat='{"1":2,"2":"0.00","3":1}' data-sheets-value='{"1":3,"3":0.98}' style="border-bottom:1px solid #000000;overflow:hidden;padding:0px 3px 0px 3px;vertical-align:bottom;text-align:center;">0.98</td> <td data-sheets-numberformat='{"1":2,"2":"0","3":1}' data-sheets-value='{"1":3,"3":16.81}' style="border-bottom:1px solid #000000;overflow:hidden;padding:0px 3px 0px 3px;vertical-align:bottom;text-align:center;">17</td> <td data-sheets-numberformat='{"1":2,"2":"0","3":1}' data-sheets-value='{"1":3,"3":29.700000000000003}' style="border-bottom:1px solid #000000;overflow:hidden;padding:0px 3px 0px 3px;vertical-align:bottom;text-align:center;">30</td> <td data-sheets-value='{"1":3,"3":26}' style="border-right:1px solid #000000;border-bottom:1px solid #000000;overflow:hidden;padding:0px 3px 0px 3px;vertical-align:bottom;text-align:center;">26</td> </tr> </tbody></table> | skylux-160-ce-met-koepel-en-metaalopstand-met-lm-motor-pvc-raam-type-ep25-en-windvang-0750-x-1250-mm | 8585997877581 | 46872276304205
Smoke and heat exhaust (SHEV) | SHE system | Skylux | Skylux 160° CE with skylight and metal curb with LM-actuator, PVC frame type EP25 and spoiler 0800 x 1100 mm |  | 50924 | 5412970509240 | 4023.25 | Yes | 30-45 | 77.95 | 800 x 1100 mm | 1100 | 800 |  | metal curb M30 (30 cm high) | Rectangular | 1.19 W/m²K - 0.98 W/m²K | 57% - 30% | 37% - 17% | 24dB - 26dB | 160° CE (for industry) | PVC frame EP25 | with spoiler | E | Single actuator | Maximum double-walled skylight possible for this product | Ut-value LT-value g-value Rw-value EN 1873 : 2014 EN ISO 13468 EN 16153 EN 410 EN 410 EN ISO 140-3 Material Walls Shells (W/m²K) (%) (%) (dB) Acrylic EW Clear (H) 1.19 37 57 24 PMMA Opal (O) 1.19 34 50 24 DW Clear (H/H) 0.98 33 50 26 Opal (O/O) 0.98 28 38 26 Polycarbonate EW Clear (A) 1.19 36 55 24 PC Opal (D) 1.19 24 40 24 DW Clear (A/H) 0.98 32 48 26 Clear (A/A) 0.98 32 46 26 Opal (A/O) 0.98 30 42 26 Opal (A/D) 0.98 21 33 26 Polycarbonate EW Heatstop Opal (T) 1.19 20 39 24 Heatstop PC DW Clear (T/H) 0.98 18 34 26 Opal (T/O) 0.98 17 30 26 | https://skylux.eu/en/products/skylux-160-ce-met-koepel-en-metaalopstand-met-lm-motor-pvc-raam-type-ep25-en-windvang-0800-x-1100-mm | https://skylux.eu/cdn/shop/files/Skylux-160deg-CE-met-koepel-en-metaalopstand-met-LM-motor-pvc-raam-type-EP25-en-windvang-0800-x-1100-mm-RWA-systeem.jpg?v=1702977033&width=1600 | https://skylux.eu/cdn/shop/files/e5a82811-1bb0-48e4-a776-cacb59c7c092_152abb06-3c5b-4cd8-96fe-b7ab308f7467.jpg?v=1688550274&width=1600 | //skylux.eu/cdn/shop/files/E_MH_Mounting_instructions_Skylux_160_CE_LM.pdf?v=12406716259046007223 | //skylux.eu/cdn/shop/files/E_TD_Technical_File_Skylux_Skylux_160_CE_Electric.pdf?v=3667116872303399239 | <style type="text/css" id="isPasted"><!--td {border: 1px solid #cccccc;}br {mso-data-placement:same-cell;}--></style><table border="1" cellpadding="0" cellspacing="0" dir="ltr" style="table-layout:fixed;font-size:10pt;font-family:Arial;border-collapse:collapse;border:none;"><tbody> <tr style="height:20px;"> <td style="overflow:hidden;padding:0px 3px 0px 3px;vertical-align:bottom;"></td> <td style="overflow:hidden;padding:0px 3px 0px 3px;vertical-align:bottom;"></td> <td style="overflow:hidden;padding:0px 3px 0px 3px;vertical-align:bottom;"></td> <td data-sheets-value='{"1":2,"2":"Ut-value"}' style="overflow:hidden;padding:0px 3px 0px 3px;vertical-align:bottom;font-weight:bold;text-align:center;">Ut-value</td> <td data-sheets-value='{"1":2,"2":"LT-value"}' style="overflow:hidden;padding:0px 3px 0px 3px;vertical-align:bottom;font-weight:bold;text-align:center;">LT-value</td> <td data-sheets-value='{"1":2,"2":"g-value"}' style="overflow:hidden;padding:0px 3px 0px 3px;vertical-align:bottom;font-weight:bold;text-align:center;">g-value</td> <td data-sheets-value='{"1":2,"2":"Rw-value "}' style="overflow:hidden;padding:0px 3px 0px 3px;vertical-align:bottom;font-weight:bold;text-align:center;">Rw-value </td> </tr> <tr style="height:20px;"> <td style="overflow:hidden;padding:0px 3px 0px 3px;vertical-align:bottom;"></td> <td style="overflow:hidden;padding:0px 3px 0px 3px;vertical-align:bottom;"></td> <td style="overflow:hidden;padding:0px 3px 0px 3px;vertical-align:bottom;"></td> <td data-sheets-numberformat='{"1":2,"2":"0.00","3":1}' data-sheets-value='{"1":2,"2":"EN 1873 : 2014"}' style="overflow:hidden;padding:0px 3px 0px 3px;vertical-align:bottom;text-align:center;">EN 1873 : 2014</td> <td data-sheets-numberformat='{"1":2,"2":"0","3":1}' data-sheets-value='{"1":2,"2":"EN ISO 13468 EN 16153 EN 410"}' style="overflow:hidden;padding:0px 3px 0px 3px;vertical-align:bottom;text-align:center;">EN ISO 13468 EN 16153 EN 410</td> <td data-sheets-numberformat='{"1":2,"2":"0","3":1}' data-sheets-value='{"1":2,"2":"EN 410"}' style="overflow:hidden;padding:0px 3px 0px 3px;vertical-align:bottom;text-align:center;">EN 410</td> <td data-sheets-value='{"1":2,"2":"EN ISO 140-3\t\t"}' style="overflow:hidden;padding:0px 3px 0px 3px;vertical-align:bottom;text-align:center;">EN ISO 140-3 </td> </tr> <tr style="height:20px;"> <td data-sheets-value='{"1":2,"2":"Material"}' style="border-bottom:1px solid #000000;overflow:hidden;padding:0px 3px 0px 3px;vertical-align:bottom;background-color:#000000;font-weight:bold;color:#ffffff;">Material</td> <td data-sheets-value='{"1":2,"2":"Walls"}' style="border-bottom:1px solid #000000;overflow:hidden;padding:0px 3px 0px 3px;vertical-align:bottom;background-color:#000000;font-weight:bold;color:#ffffff;">Walls</td> <td data-sheets-value='{"1":2,"2":"Shells"}' style="border-bottom:1px solid #000000;overflow:hidden;padding:0px 3px 0px 3px;vertical-align:bottom;background-color:#000000;font-weight:bold;color:#ffffff;">Shells</td> <td data-sheets-numberformat='{"1":2,"2":"0.00","3":1}' data-sheets-value='{"1":2,"2":"(W/m²K)\t"}' style="border-bottom:1px solid #000000;overflow:hidden;padding:0px 3px 0px 3px;vertical-align:bottom;background-color:#000000;font-weight:bold;color:#ffffff;text-align:center;">(W/m²K) </td> <td data-sheets-numberformat='{"1":2,"2":"0","3":1}' data-sheets-value='{"1":2,"2":"(%)"}' style="border-bottom:1px solid #000000;overflow:hidden;padding:0px 3px 0px 3px;vertical-align:bottom;background-color:#000000;font-weight:bold;color:#ffffff;text-align:center;">(%)</td> <td data-sheets-numberformat='{"1":2,"2":"0","3":1}' data-sheets-value='{"1":2,"2":"(%)"}' style="border-bottom:1px solid #000000;overflow:hidden;padding:0px 3px 0px 3px;vertical-align:bottom;background-color:#000000;font-weight:bold;color:#ffffff;text-align:center;">(%)</td> <td data-sheets-value='{"1":2,"2":"(dB)"}' style="border-bottom:1px solid #000000;overflow:hidden;padding:0px 3px 0px 3px;vertical-align:bottom;background-color:#000000;font-weight:bold;color:#ffffff;text-align:center;">(dB)</td> </tr> <tr style="height:20px;"> <td data-sheets-value='{"1":2,"2":"Acrylic"}' style="border-left:1px solid #000000;overflow:hidden;padding:0px 3px 0px 3px;vertical-align:bottom;">Acrylic</td> <td data-sheets-value='{"1":2,"2":"EW"}' style="overflow:hidden;padding:0px 3px 0px 3px;vertical-align:bottom;">EW</td> <td data-sheets-value='{"1":2,"2":"Clear (H)"}' style="overflow:hidden;padding:0px 3px 0px 3px;vertical-align:bottom;">Clear (H)</td> <td data-sheets-numberformat='{"1":2,"2":"0.00","3":1}' data-sheets-value='{"1":3,"3":1.19}' style="overflow:hidden;padding:0px 3px 0px 3px;vertical-align:bottom;text-align:center;">1.19</td> <td data-sheets-numberformat='{"1":2,"2":"0","3":1}' data-sheets-value='{"1":3,"3":36.9}' style="overflow:hidden;padding:0px 3px 0px 3px;vertical-align:bottom;text-align:center;">37</td> <td data-sheets-numberformat='{"1":2,"2":"0","3":1}' data-sheets-value='{"1":3,"3":57.42}' style="overflow:hidden;padding:0px 3px 0px 3px;vertical-align:bottom;text-align:center;">57</td> <td data-sheets-value='{"1":3,"3":24}' style="border-right:1px solid #000000;overflow:hidden;padding:0px 3px 0px 3px;vertical-align:bottom;text-align:center;">24</td> </tr> <tr style="height:20px;"> <td data-sheets-value='{"1":2,"2":"PMMA"}' style="border-left:1px solid #000000;overflow:hidden;padding:0px 3px 0px 3px;vertical-align:bottom;">PMMA</td> <td style="overflow:hidden;padding:0px 3px 0px 3px;vertical-align:bottom;"></td> <td data-sheets-value='{"1":2,"2":"Opal (O)"}' style="overflow:hidden;padding:0px 3px 0px 3px;vertical-align:bottom;">Opal (O)</td> <td data-sheets-numberformat='{"1":2,"2":"0.00","3":1}' data-sheets-value='{"1":3,"3":1.19}' style="overflow:hidden;padding:0px 3px 0px 3px;vertical-align:bottom;text-align:center;">1.19</td> <td data-sheets-numberformat='{"1":2,"2":"0","3":1}' data-sheets-value='{"1":3,"3":34.03}' style="overflow:hidden;padding:0px 3px 0px 3px;vertical-align:bottom;text-align:center;">34</td> <td data-sheets-numberformat='{"1":2,"2":"0","3":1}' data-sheets-value='{"1":3,"3":50.160000000000004}' style="overflow:hidden;padding:0px 3px 0px 3px;vertical-align:bottom;text-align:center;">50</td> <td data-sheets-value='{"1":3,"3":24}' style="border-right:1px solid #000000;overflow:hidden;padding:0px 3px 0px 3px;vertical-align:bottom;text-align:center;">24</td> </tr> <tr style="height:20px;"> <td style="border-left:1px solid #000000;overflow:hidden;padding:0px 3px 0px 3px;vertical-align:bottom;"></td> <td data-sheets-value='{"1":2,"2":"DW"}' style="overflow:hidden;padding:0px 3px 0px 3px;vertical-align:bottom;">DW</td> <td data-sheets-value='{"1":2,"2":"Clear (H/H)"}' style="overflow:hidden;padding:0px 3px 0px 3px;vertical-align:bottom;">Clear (H/H)</td> <td data-sheets-numberformat='{"1":2,"2":"0.00","3":1}' data-sheets-value='{"1":3,"3":0.98}' style="overflow:hidden;padding:0px 3px 0px 3px;vertical-align:bottom;text-align:center;">0.98</td> <td data-sheets-numberformat='{"1":2,"2":"0","3":1}' data-sheets-value='{"1":3,"3":33.21}' style="overflow:hidden;padding:0px 3px 0px 3px;vertical-align:bottom;text-align:center;">33</td> <td data-sheets-numberformat='{"1":2,"2":"0","3":1}' data-sheets-value='{"1":3,"3":49.5}' style="overflow:hidden;padding:0px 3px 0px 3px;vertical-align:bottom;text-align:center;">50</td> <td data-sheets-value='{"1":3,"3":26}' style="border-right:1px solid #000000;overflow:hidden;padding:0px 3px 0px 3px;vertical-align:bottom;text-align:center;">26</td> </tr> <tr style="height:20px;"> <td style="border-bottom:1px solid #000000;border-left:1px solid #000000;overflow:hidden;padding:0px 3px 0px 3px;vertical-align:bottom;"></td> <td style="border-bottom:1px solid #000000;overflow:hidden;padding:0px 3px 0px 3px;vertical-align:bottom;"></td> <td data-sheets-value='{"1":2,"2":"Opal (O/O)"}' style="border-bottom:1px solid #000000;overflow:hidden;padding:0px 3px 0px 3px;vertical-align:bottom;">Opal (O/O)</td> <td data-sheets-numberformat='{"1":2,"2":"0.00","3":1}' data-sheets-value='{"1":3,"3":0.98}' style="border-bottom:1px solid #000000;overflow:hidden;padding:0px 3px 0px 3px;vertical-align:bottom;text-align:center;">0.98</td> <td data-sheets-numberformat='{"1":2,"2":"0","3":1}' data-sheets-value='{"1":3,"3":28.29}' style="border-bottom:1px solid #000000;overflow:hidden;padding:0px 3px 0px 3px;vertical-align:bottom;text-align:center;">28</td> <td data-sheets-numberformat='{"1":2,"2":"0","3":1}' data-sheets-value='{"1":3,"3":38.28}' style="border-bottom:1px solid #000000;overflow:hidden;padding:0px 3px 0px 3px;vertical-align:bottom;text-align:center;">38</td> <td data-sheets-value='{"1":3,"3":26}' style="border-right:1px solid #000000;border-bottom:1px solid #000000;overflow:hidden;padding:0px 3px 0px 3px;vertical-align:bottom;text-align:center;">26</td> </tr> <tr style="height:20px;"> <td data-sheets-value='{"1":2,"2":"Polycarbonate "}' style="border-left:1px solid #000000;overflow:hidden;padding:0px 3px 0px 3px;vertical-align:bottom;">Polycarbonate </td> <td data-sheets-value='{"1":2,"2":"EW"}' style="overflow:hidden;padding:0px 3px 0px 3px;vertical-align:bottom;">EW</td> <td data-sheets-value='{"1":2,"2":"Clear (A)"}' style="overflow:hidden;padding:0px 3px 0px 3px;vertical-align:bottom;">Clear (A)</td> <td data-sheets-numberformat='{"1":2,"2":"0.00","3":1}' data-sheets-value='{"1":3,"3":1.19}' style="overflow:hidden;padding:0px 3px 0px 3px;vertical-align:bottom;text-align:center;">1.19</td> <td data-sheets-numberformat='{"1":2,"2":"0","3":1}' data-sheets-value='{"1":3,"3":36.08}' style="overflow:hidden;padding:0px 3px 0px 3px;vertical-align:bottom;text-align:center;">36</td> <td data-sheets-numberformat='{"1":2,"2":"0","3":1}' data-sheets-value='{"1":3,"3":54.78}' style="overflow:hidden;padding:0px 3px 0px 3px;vertical-align:bottom;text-align:center;">55</td> <td data-sheets-value='{"1":3,"3":24}' style="border-right:1px solid #000000;overflow:hidden;padding:0px 3px 0px 3px;vertical-align:bottom;text-align:center;">24</td> </tr> <tr style="height:20px;"> <td data-sheets-value='{"1":2,"2":"PC"}' style="border-left:1px solid #000000;overflow:hidden;padding:0px 3px 0px 3px;vertical-align:bottom;">PC</td> <td style="overflow:hidden;padding:0px 3px 0px 3px;vertical-align:bottom;"></td> <td data-sheets-value='{"1":2,"2":"Opal (D)"}' style="overflow:hidden;padding:0px 3px 0px 3px;vertical-align:bottom;">Opal (D)</td> <td data-sheets-numberformat='{"1":2,"2":"0.00","3":1}' data-sheets-value='{"1":3,"3":1.19}' style="overflow:hidden;padding:0px 3px 0px 3px;vertical-align:bottom;text-align:center;">1.19</td> <td data-sheets-numberformat='{"1":2,"2":"0","3":1}' data-sheets-value='{"1":3,"3":23.779999999999998}' style="overflow:hidden;padding:0px 3px 0px 3px;vertical-align:bottom;text-align:center;">24</td> <td data-sheets-numberformat='{"1":2,"2":"0","3":1}' data-sheets-value='{"1":3,"3":39.6}' style="overflow:hidden;padding:0px 3px 0px 3px;vertical-align:bottom;text-align:center;">40</td> <td data-sheets-value='{"1":3,"3":24}' style="border-right:1px solid #000000;overflow:hidden;padding:0px 3px 0px 3px;vertical-align:bottom;text-align:center;">24</td> </tr> <tr style="height:20px;"> <td style="border-left:1px solid #000000;overflow:hidden;padding:0px 3px 0px 3px;vertical-align:bottom;"></td> <td data-sheets-value='{"1":2,"2":"DW"}' style="overflow:hidden;padding:0px 3px 0px 3px;vertical-align:bottom;">DW</td> <td data-sheets-value='{"1":2,"2":"Clear (A/H)"}' style="overflow:hidden;padding:0px 3px 0px 3px;vertical-align:bottom;">Clear (A/H)</td> <td data-sheets-numberformat='{"1":2,"2":"0.00","3":1}' data-sheets-value='{"1":3,"3":0.98}' style="overflow:hidden;padding:0px 3px 0px 3px;vertical-align:bottom;text-align:center;">0.98</td> <td data-sheets-numberformat='{"1":2,"2":"0","3":1}' data-sheets-value='{"1":3,"3":32.39}' style="overflow:hidden;padding:0px 3px 0px 3px;vertical-align:bottom;text-align:center;">32</td> <td data-sheets-numberformat='{"1":2,"2":"0","3":1}' data-sheets-value='{"1":3,"3":47.52}' style="overflow:hidden;padding:0px 3px 0px 3px;vertical-align:bottom;text-align:center;">48</td> <td data-sheets-value='{"1":3,"3":26}' style="border-right:1px solid #000000;overflow:hidden;padding:0px 3px 0px 3px;vertical-align:bottom;text-align:center;">26</td> </tr> <tr style="height:20px;"> <td style="border-left:1px solid #000000;overflow:hidden;padding:0px 3px 0px 3px;vertical-align:bottom;"></td> <td style="overflow:hidden;padding:0px 3px 0px 3px;vertical-align:bottom;"></td> <td data-sheets-value='{"1":2,"2":"Clear (A/A)"}' style="overflow:hidden;padding:0px 3px 0px 3px;vertical-align:bottom;">Clear (A/A)</td> <td data-sheets-numberformat='{"1":2,"2":"0.00","3":1}' data-sheets-value='{"1":3,"3":0.98}' style="overflow:hidden;padding:0px 3px 0px 3px;vertical-align:bottom;text-align:center;">0.98</td> <td data-sheets-numberformat='{"1":2,"2":"0","3":1}' data-sheets-value='{"1":3,"3":31.569999999999997}' style="overflow:hidden;padding:0px 3px 0px 3px;vertical-align:bottom;text-align:center;">32</td> <td data-sheets-numberformat='{"1":2,"2":"0","3":1}' data-sheets-value='{"1":3,"3":45.54}' style="overflow:hidden;padding:0px 3px 0px 3px;vertical-align:bottom;text-align:center;">46</td> <td data-sheets-value='{"1":3,"3":26}' style="border-right:1px solid #000000;overflow:hidden;padding:0px 3px 0px 3px;vertical-align:bottom;text-align:center;">26</td> </tr> <tr style="height:20px;"> <td style="border-left:1px solid #000000;overflow:hidden;padding:0px 3px 0px 3px;vertical-align:bottom;"></td> <td style="overflow:hidden;padding:0px 3px 0px 3px;vertical-align:bottom;"></td> <td data-sheets-value='{"1":2,"2":"Opal (A/O)"}' style="overflow:hidden;padding:0px 3px 0px 3px;vertical-align:bottom;">Opal (A/O)</td> <td data-sheets-numberformat='{"1":2,"2":"0.00","3":1}' data-sheets-value='{"1":3,"3":0.98}' style="overflow:hidden;padding:0px 3px 0px 3px;vertical-align:bottom;text-align:center;">0.98</td> <td data-sheets-numberformat='{"1":2,"2":"0","3":1}' data-sheets-value='{"1":3,"3":29.93}' style="overflow:hidden;padding:0px 3px 0px 3px;vertical-align:bottom;text-align:center;">30</td> <td data-sheets-numberformat='{"1":2,"2":"0","3":1}' data-sheets-value='{"1":3,"3":41.580000000000005}' style="overflow:hidden;padding:0px 3px 0px 3px;vertical-align:bottom;text-align:center;">42</td> <td data-sheets-value='{"1":3,"3":26}' style="border-right:1px solid #000000;overflow:hidden;padding:0px 3px 0px 3px;vertical-align:bottom;text-align:center;">26</td> </tr> <tr style="height:20px;"> <td style="border-bottom:1px solid #000000;border-left:1px solid #000000;overflow:hidden;padding:0px 3px 0px 3px;vertical-align:bottom;"></td> <td style="border-bottom:1px solid #000000;overflow:hidden;padding:0px 3px 0px 3px;vertical-align:bottom;"></td> <td data-sheets-value='{"1":2,"2":"Opal (A/D)"}' style="border-bottom:1px solid #000000;overflow:hidden;padding:0px 3px 0px 3px;vertical-align:bottom;">Opal (A/D)</td> <td data-sheets-numberformat='{"1":2,"2":"0.00","3":1}' data-sheets-value='{"1":3,"3":0.98}' style="border-bottom:1px solid #000000;overflow:hidden;padding:0px 3px 0px 3px;vertical-align:bottom;text-align:center;">0.98</td> <td data-sheets-numberformat='{"1":2,"2":"0","3":1}' data-sheets-value='{"1":3,"3":20.91}' style="border-bottom:1px solid #000000;overflow:hidden;padding:0px 3px 0px 3px;vertical-align:bottom;text-align:center;">21</td> <td data-sheets-numberformat='{"1":2,"2":"0","3":1}' data-sheets-value='{"1":3,"3":33}' style="border-bottom:1px solid #000000;overflow:hidden;padding:0px 3px 0px 3px;vertical-align:bottom;text-align:center;">33</td> <td data-sheets-value='{"1":3,"3":26}' style="border-right:1px solid #000000;border-bottom:1px solid #000000;overflow:hidden;padding:0px 3px 0px 3px;vertical-align:bottom;text-align:center;">26</td> </tr> <tr style="height:20px;"> <td data-sheets-value='{"1":2,"2":"Polycarbonate"}' style="border-left:1px solid #000000;overflow:hidden;padding:0px 3px 0px 3px;vertical-align:bottom;">Polycarbonate</td> <td data-sheets-value='{"1":2,"2":"EW"}' style="overflow:hidden;padding:0px 3px 0px 3px;vertical-align:bottom;">EW</td> <td data-sheets-value='{"1":2,"2":"Heatstop Opal (T)"}' style="overflow:hidden;padding:0px 3px 0px 3px;vertical-align:bottom;">Heatstop Opal (T)</td> <td data-sheets-numberformat='{"1":2,"2":"0.00","3":1}' data-sheets-value='{"1":3,"3":1.19}' style="overflow:hidden;padding:0px 3px 0px 3px;vertical-align:bottom;text-align:center;">1.19</td> <td data-sheets-numberformat='{"1":2,"2":"0","3":1}' data-sheets-value='{"1":3,"3":20.09}' style="overflow:hidden;padding:0px 3px 0px 3px;vertical-align:bottom;text-align:center;">20</td> <td data-sheets-numberformat='{"1":2,"2":"0","3":1}' data-sheets-value='{"1":3,"3":38.940000000000005}' style="overflow:hidden;padding:0px 3px 0px 3px;vertical-align:bottom;text-align:center;">39</td> <td data-sheets-value='{"1":3,"3":24}' style="border-right:1px solid #000000;overflow:hidden;padding:0px 3px 0px 3px;vertical-align:bottom;text-align:center;">24</td> </tr> <tr style="height:20px;"> <td data-sheets-value='{"1":2,"2":"Heatstop PC"}' style="border-left:1px solid #000000;overflow:hidden;padding:0px 3px 0px 3px;vertical-align:bottom;">Heatstop PC</td> <td data-sheets-value='{"1":2,"2":"DW"}' style="overflow:hidden;padding:0px 3px 0px 3px;vertical-align:bottom;">DW</td> <td data-sheets-value='{"1":2,"2":"Clear (T/H)"}' style="overflow:hidden;padding:0px 3px 0px 3px;vertical-align:bottom;">Clear (T/H)</td> <td data-sheets-numberformat='{"1":2,"2":"0.00","3":1}' data-sheets-value='{"1":3,"3":0.98}' style="overflow:hidden;padding:0px 3px 0px 3px;vertical-align:bottom;text-align:center;">0.98</td> <td data-sheets-numberformat='{"1":2,"2":"0","3":1}' data-sheets-value='{"1":3,"3":18.04}' style="overflow:hidden;padding:0px 3px 0px 3px;vertical-align:bottom;text-align:center;">18</td> <td data-sheets-numberformat='{"1":2,"2":"0","3":1}' data-sheets-value='{"1":3,"3":33.660000000000004}' style="overflow:hidden;padding:0px 3px 0px 3px;vertical-align:bottom;text-align:center;">34</td> <td data-sheets-value='{"1":3,"3":26}' style="border-right:1px solid #000000;overflow:hidden;padding:0px 3px 0px 3px;vertical-align:bottom;text-align:center;">26</td> </tr> <tr style="height:20px;"> <td style="border-bottom:1px solid #000000;border-left:1px solid #000000;overflow:hidden;padding:0px 3px 0px 3px;vertical-align:bottom;"></td> <td style="border-bottom:1px solid #000000;overflow:hidden;padding:0px 3px 0px 3px;vertical-align:bottom;"></td> <td data-sheets-value='{"1":2,"2":"Opal (T/O)"}' style="border-bottom:1px solid #000000;overflow:hidden;padding:0px 3px 0px 3px;vertical-align:bottom;">Opal (T/O)</td> <td data-sheets-numberformat='{"1":2,"2":"0.00","3":1}' data-sheets-value='{"1":3,"3":0.98}' style="border-bottom:1px solid #000000;overflow:hidden;padding:0px 3px 0px 3px;vertical-align:bottom;text-align:center;">0.98</td> <td data-sheets-numberformat='{"1":2,"2":"0","3":1}' data-sheets-value='{"1":3,"3":16.81}' style="border-bottom:1px solid #000000;overflow:hidden;padding:0px 3px 0px 3px;vertical-align:bottom;text-align:center;">17</td> <td data-sheets-numberformat='{"1":2,"2":"0","3":1}' data-sheets-value='{"1":3,"3":29.700000000000003}' style="border-bottom:1px solid #000000;overflow:hidden;padding:0px 3px 0px 3px;vertical-align:bottom;text-align:center;">30</td> <td data-sheets-value='{"1":3,"3":26}' style="border-right:1px solid #000000;border-bottom:1px solid #000000;overflow:hidden;padding:0px 3px 0px 3px;vertical-align:bottom;text-align:center;">26</td> </tr> </tbody></table> | skylux-160-ce-met-koepel-en-metaalopstand-met-lm-motor-pvc-raam-type-ep25-en-windvang-0800-x-1100-mm | 8585998008653 | 46872276468045
Smoke and heat exhaust (SHEV) | SHE system | Skylux | Skylux 160° CE with skylight and metal curb with LM-actuator, PVC frame type EP25 and spoiler 0800 x 1300 mm |  | 50925 | 5412970509257 | 4123.7 | Yes | 30-45 | 82.46 | 800 x 1300 mm | 1300 | 800 |  | metal curb M30 (30 cm high) | Rectangular | 1.19 W/m²K - 0.98 W/m²K | 57% - 30% | 37% - 17% | 24dB - 26dB | 160° CE (for industry) | PVC frame EP25 | with spoiler | E | Single actuator | Maximum double-walled skylight possible for this product | Ut-value LT-value g-value Rw-value EN 1873 : 2014 EN ISO 13468 EN 16153 EN 410 EN 410 EN ISO 140-3 Material Walls Shells (W/m²K) (%) (%) (dB) Acrylic EW Clear (H) 1.19 37 57 24 PMMA Opal (O) 1.19 34 50 24 DW Clear (H/H) 0.98 33 50 26 Opal (O/O) 0.98 28 38 26 Polycarbonate EW Clear (A) 1.19 36 55 24 PC Opal (D) 1.19 24 40 24 DW Clear (A/H) 0.98 32 48 26 Clear (A/A) 0.98 32 46 26 Opal (A/O) 0.98 30 42 26 Opal (A/D) 0.98 21 33 26 Polycarbonate EW Heatstop Opal (T) 1.19 20 39 24 Heatstop PC DW Clear (T/H) 0.98 18 34 26 Opal (T/O) 0.98 17 30 26 | https://skylux.eu/en/products/skylux-160-ce-met-koepel-en-metaalopstand-met-lm-motor-pvc-raam-type-ep25-en-windvang-0800-x-1300-mm | https://skylux.eu/cdn/shop/files/Skylux-160deg-CE-met-koepel-en-metaalopstand-met-LM-motor-pvc-raam-type-EP25-en-windvang-0800-x-1300-mm-RWA-systeem.jpg?v=1702977039&width=1600 | https://skylux.eu/cdn/shop/files/e5a82811-1bb0-48e4-a776-cacb59c7c092_9653e3f6-540d-417f-823d-6e62470f779f.jpg?v=1688550275&width=1600 | //skylux.eu/cdn/shop/files/E_MH_Mounting_instructions_Skylux_160_CE_LM.pdf?v=12406716259046007223 | //skylux.eu/cdn/shop/files/E_TD_Technical_File_Skylux_Skylux_160_CE_Electric.pdf?v=3667116872303399239 | <style type="text/css" id="isPasted"><!--td {border: 1px solid #cccccc;}br {mso-data-placement:same-cell;}--></style><table border="1" cellpadding="0" cellspacing="0" dir="ltr" style="table-layout:fixed;font-size:10pt;font-family:Arial;border-collapse:collapse;border:none;"><tbody> <tr style="height:20px;"> <td style="overflow:hidden;padding:0px 3px 0px 3px;vertical-align:bottom;"></td> <td style="overflow:hidden;padding:0px 3px 0px 3px;vertical-align:bottom;"></td> <td style="overflow:hidden;padding:0px 3px 0px 3px;vertical-align:bottom;"></td> <td data-sheets-value='{"1":2,"2":"Ut-value"}' style="overflow:hidden;padding:0px 3px 0px 3px;vertical-align:bottom;font-weight:bold;text-align:center;">Ut-value</td> <td data-sheets-value='{"1":2,"2":"LT-value"}' style="overflow:hidden;padding:0px 3px 0px 3px;vertical-align:bottom;font-weight:bold;text-align:center;">LT-value</td> <td data-sheets-value='{"1":2,"2":"g-value"}' style="overflow:hidden;padding:0px 3px 0px 3px;vertical-align:bottom;font-weight:bold;text-align:center;">g-value</td> <td data-sheets-value='{"1":2,"2":"Rw-value "}' style="overflow:hidden;padding:0px 3px 0px 3px;vertical-align:bottom;font-weight:bold;text-align:center;">Rw-value </td> </tr> <tr style="height:20px;"> <td style="overflow:hidden;padding:0px 3px 0px 3px;vertical-align:bottom;"></td> <td style="overflow:hidden;padding:0px 3px 0px 3px;vertical-align:bottom;"></td> <td style="overflow:hidden;padding:0px 3px 0px 3px;vertical-align:bottom;"></td> <td data-sheets-numberformat='{"1":2,"2":"0.00","3":1}' data-sheets-value='{"1":2,"2":"EN 1873 : 2014"}' style="overflow:hidden;padding:0px 3px 0px 3px;vertical-align:bottom;text-align:center;">EN 1873 : 2014</td> <td data-sheets-numberformat='{"1":2,"2":"0","3":1}' data-sheets-value='{"1":2,"2":"EN ISO 13468 EN 16153 EN 410"}' style="overflow:hidden;padding:0px 3px 0px 3px;vertical-align:bottom;text-align:center;">EN ISO 13468 EN 16153 EN 410</td> <td data-sheets-numberformat='{"1":2,"2":"0","3":1}' data-sheets-value='{"1":2,"2":"EN 410"}' style="overflow:hidden;padding:0px 3px 0px 3px;vertical-align:bottom;text-align:center;">EN 410</td> <td data-sheets-value='{"1":2,"2":"EN ISO 140-3\t\t"}' style="overflow:hidden;padding:0px 3px 0px 3px;vertical-align:bottom;text-align:center;">EN ISO 140-3 </td> </tr> <tr style="height:20px;"> <td data-sheets-value='{"1":2,"2":"Material"}' style="border-bottom:1px solid #000000;overflow:hidden;padding:0px 3px 0px 3px;vertical-align:bottom;background-color:#000000;font-weight:bold;color:#ffffff;">Material</td> <td data-sheets-value='{"1":2,"2":"Walls"}' style="border-bottom:1px solid #000000;overflow:hidden;padding:0px 3px 0px 3px;vertical-align:bottom;background-color:#000000;font-weight:bold;color:#ffffff;">Walls</td> <td data-sheets-value='{"1":2,"2":"Shells"}' style="border-bottom:1px solid #000000;overflow:hidden;padding:0px 3px 0px 3px;vertical-align:bottom;background-color:#000000;font-weight:bold;color:#ffffff;">Shells</td> <td data-sheets-numberformat='{"1":2,"2":"0.00","3":1}' data-sheets-value='{"1":2,"2":"(W/m²K)\t"}' style="border-bottom:1px solid #000000;overflow:hidden;padding:0px 3px 0px 3px;vertical-align:bottom;background-color:#000000;font-weight:bold;color:#ffffff;text-align:center;">(W/m²K) </td> <td data-sheets-numberformat='{"1":2,"2":"0","3":1}' data-sheets-value='{"1":2,"2":"(%)"}' style="border-bottom:1px solid #000000;overflow:hidden;padding:0px 3px 0px 3px;vertical-align:bottom;background-color:#000000;font-weight:bold;color:#ffffff;text-align:center;">(%)</td> <td data-sheets-numberformat='{"1":2,"2":"0","3":1}' data-sheets-value='{"1":2,"2":"(%)"}' style="border-bottom:1px solid #000000;overflow:hidden;padding:0px 3px 0px 3px;vertical-align:bottom;background-color:#000000;font-weight:bold;color:#ffffff;text-align:center;">(%)</td> <td data-sheets-value='{"1":2,"2":"(dB)"}' style="border-bottom:1px solid #000000;overflow:hidden;padding:0px 3px 0px 3px;vertical-align:bottom;background-color:#000000;font-weight:bold;color:#ffffff;text-align:center;">(dB)</td> </tr> <tr style="height:20px;"> <td data-sheets-value='{"1":2,"2":"Acrylic"}' style="border-left:1px solid #000000;overflow:hidden;padding:0px 3px 0px 3px;vertical-align:bottom;">Acrylic</td> <td data-sheets-value='{"1":2,"2":"EW"}' style="overflow:hidden;padding:0px 3px 0px 3px;vertical-align:bottom;">EW</td> <td data-sheets-value='{"1":2,"2":"Clear (H)"}' style="overflow:hidden;padding:0px 3px 0px 3px;vertical-align:bottom;">Clear (H)</td> <td data-sheets-numberformat='{"1":2,"2":"0.00","3":1}' data-sheets-value='{"1":3,"3":1.19}' style="overflow:hidden;padding:0px 3px 0px 3px;vertical-align:bottom;text-align:center;">1.19</td> <td data-sheets-numberformat='{"1":2,"2":"0","3":1}' data-sheets-value='{"1":3,"3":36.9}' style="overflow:hidden;padding:0px 3px 0px 3px;vertical-align:bottom;text-align:center;">37</td> <td data-sheets-numberformat='{"1":2,"2":"0","3":1}' data-sheets-value='{"1":3,"3":57.42}' style="overflow:hidden;padding:0px 3px 0px 3px;vertical-align:bottom;text-align:center;">57</td> <td data-sheets-value='{"1":3,"3":24}' style="border-right:1px solid #000000;overflow:hidden;padding:0px 3px 0px 3px;vertical-align:bottom;text-align:center;">24</td> </tr> <tr style="height:20px;"> <td data-sheets-value='{"1":2,"2":"PMMA"}' style="border-left:1px solid #000000;overflow:hidden;padding:0px 3px 0px 3px;vertical-align:bottom;">PMMA</td> <td style="overflow:hidden;padding:0px 3px 0px 3px;vertical-align:bottom;"></td> <td data-sheets-value='{"1":2,"2":"Opal (O)"}' style="overflow:hidden;padding:0px 3px 0px 3px;vertical-align:bottom;">Opal (O)</td> <td data-sheets-numberformat='{"1":2,"2":"0.00","3":1}' data-sheets-value='{"1":3,"3":1.19}' style="overflow:hidden;padding:0px 3px 0px 3px;vertical-align:bottom;text-align:center;">1.19</td> <td data-sheets-numberformat='{"1":2,"2":"0","3":1}' data-sheets-value='{"1":3,"3":34.03}' style="overflow:hidden;padding:0px 3px 0px 3px;vertical-align:bottom;text-align:center;">34</td> <td data-sheets-numberformat='{"1":2,"2":"0","3":1}' data-sheets-value='{"1":3,"3":50.160000000000004}' style="overflow:hidden;padding:0px 3px 0px 3px;vertical-align:bottom;text-align:center;">50</td> <td data-sheets-value='{"1":3,"3":24}' style="border-right:1px solid #000000;overflow:hidden;padding:0px 3px 0px 3px;vertical-align:bottom;text-align:center;">24</td> </tr> <tr style="height:20px;"> <td style="border-left:1px solid #000000;overflow:hidden;padding:0px 3px 0px 3px;vertical-align:bottom;"></td> <td data-sheets-value='{"1":2,"2":"DW"}' style="overflow:hidden;padding:0px 3px 0px 3px;vertical-align:bottom;">DW</td> <td data-sheets-value='{"1":2,"2":"Clear (H/H)"}' style="overflow:hidden;padding:0px 3px 0px 3px;vertical-align:bottom;">Clear (H/H)</td> <td data-sheets-numberformat='{"1":2,"2":"0.00","3":1}' data-sheets-value='{"1":3,"3":0.98}' style="overflow:hidden;padding:0px 3px 0px 3px;vertical-align:bottom;text-align:center;">0.98</td> <td data-sheets-numberformat='{"1":2,"2":"0","3":1}' data-sheets-value='{"1":3,"3":33.21}' style="overflow:hidden;padding:0px 3px 0px 3px;vertical-align:bottom;text-align:center;">33</td> <td data-sheets-numberformat='{"1":2,"2":"0","3":1}' data-sheets-value='{"1":3,"3":49.5}' style="overflow:hidden;padding:0px 3px 0px 3px;vertical-align:bottom;text-align:center;">50</td> <td data-sheets-value='{"1":3,"3":26}' style="border-right:1px solid #000000;overflow:hidden;padding:0px 3px 0px 3px;vertical-align:bottom;text-align:center;">26</td> </tr> <tr style="height:20px;"> <td style="border-bottom:1px solid #000000;border-left:1px solid #000000;overflow:hidden;padding:0px 3px 0px 3px;vertical-align:bottom;"></td> <td style="border-bottom:1px solid #000000;overflow:hidden;padding:0px 3px 0px 3px;vertical-align:bottom;"></td> <td data-sheets-value='{"1":2,"2":"Opal (O/O)"}' style="border-bottom:1px solid #000000;overflow:hidden;padding:0px 3px 0px 3px;vertical-align:bottom;">Opal (O/O)</td> <td data-sheets-numberformat='{"1":2,"2":"0.00","3":1}' data-sheets-value='{"1":3,"3":0.98}' style="border-bottom:1px solid #000000;overflow:hidden;padding:0px 3px 0px 3px;vertical-align:bottom;text-align:center;">0.98</td> <td data-sheets-numberformat='{"1":2,"2":"0","3":1}' data-sheets-value='{"1":3,"3":28.29}' style="border-bottom:1px solid #000000;overflow:hidden;padding:0px 3px 0px 3px;vertical-align:bottom;text-align:center;">28</td> <td data-sheets-numberformat='{"1":2,"2":"0","3":1}' data-sheets-value='{"1":3,"3":38.28}' style="border-bottom:1px solid #000000;overflow:hidden;padding:0px 3px 0px 3px;vertical-align:bottom;text-align:center;">38</td> <td data-sheets-value='{"1":3,"3":26}' style="border-right:1px solid #000000;border-bottom:1px solid #000000;overflow:hidden;padding:0px 3px 0px 3px;vertical-align:bottom;text-align:center;">26</td> </tr> <tr style="height:20px;"> <td data-sheets-value='{"1":2,"2":"Polycarbonate "}' style="border-left:1px solid #000000;overflow:hidden;padding:0px 3px 0px 3px;vertical-align:bottom;">Polycarbonate </td> <td data-sheets-value='{"1":2,"2":"EW"}' style="overflow:hidden;padding:0px 3px 0px 3px;vertical-align:bottom;">EW</td> <td data-sheets-value='{"1":2,"2":"Clear (A)"}' style="overflow:hidden;padding:0px 3px 0px 3px;vertical-align:bottom;">Clear (A)</td> <td data-sheets-numberformat='{"1":2,"2":"0.00","3":1}' data-sheets-value='{"1":3,"3":1.19}' style="overflow:hidden;padding:0px 3px 0px 3px;vertical-align:bottom;text-align:center;">1.19</td> <td data-sheets-numberformat='{"1":2,"2":"0","3":1}' data-sheets-value='{"1":3,"3":36.08}' style="overflow:hidden;padding:0px 3px 0px 3px;vertical-align:bottom;text-align:center;">36</td> <td data-sheets-numberformat='{"1":2,"2":"0","3":1}' data-sheets-value='{"1":3,"3":54.78}' style="overflow:hidden;padding:0px 3px 0px 3px;vertical-align:bottom;text-align:center;">55</td> <td data-sheets-value='{"1":3,"3":24}' style="border-right:1px solid #000000;overflow:hidden;padding:0px 3px 0px 3px;vertical-align:bottom;text-align:center;">24</td> </tr> <tr style="height:20px;"> <td data-sheets-value='{"1":2,"2":"PC"}' style="border-left:1px solid #000000;overflow:hidden;padding:0px 3px 0px 3px;vertical-align:bottom;">PC</td> <td style="overflow:hidden;padding:0px 3px 0px 3px;vertical-align:bottom;"></td> <td data-sheets-value='{"1":2,"2":"Opal (D)"}' style="overflow:hidden;padding:0px 3px 0px 3px;vertical-align:bottom;">Opal (D)</td> <td data-sheets-numberformat='{"1":2,"2":"0.00","3":1}' data-sheets-value='{"1":3,"3":1.19}' style="overflow:hidden;padding:0px 3px 0px 3px;vertical-align:bottom;text-align:center;">1.19</td> <td data-sheets-numberformat='{"1":2,"2":"0","3":1}' data-sheets-value='{"1":3,"3":23.779999999999998}' style="overflow:hidden;padding:0px 3px 0px 3px;vertical-align:bottom;text-align:center;">24</td> <td data-sheets-numberformat='{"1":2,"2":"0","3":1}' data-sheets-value='{"1":3,"3":39.6}' style="overflow:hidden;padding:0px 3px 0px 3px;vertical-align:bottom;text-align:center;">40</td> <td data-sheets-value='{"1":3,"3":24}' style="border-right:1px solid #000000;overflow:hidden;padding:0px 3px 0px 3px;vertical-align:bottom;text-align:center;">24</td> </tr> <tr style="height:20px;"> <td style="border-left:1px solid #000000;overflow:hidden;padding:0px 3px 0px 3px;vertical-align:bottom;"></td> <td data-sheets-value='{"1":2,"2":"DW"}' style="overflow:hidden;padding:0px 3px 0px 3px;vertical-align:bottom;">DW</td> <td data-sheets-value='{"1":2,"2":"Clear (A/H)"}' style="overflow:hidden;padding:0px 3px 0px 3px;vertical-align:bottom;">Clear (A/H)</td> <td data-sheets-numberformat='{"1":2,"2":"0.00","3":1}' data-sheets-value='{"1":3,"3":0.98}' style="overflow:hidden;padding:0px 3px 0px 3px;vertical-align:bottom;text-align:center;">0.98</td> <td data-sheets-numberformat='{"1":2,"2":"0","3":1}' data-sheets-value='{"1":3,"3":32.39}' style="overflow:hidden;padding:0px 3px 0px 3px;vertical-align:bottom;text-align:center;">32</td> <td data-sheets-numberformat='{"1":2,"2":"0","3":1}' data-sheets-value='{"1":3,"3":47.52}' style="overflow:hidden;padding:0px 3px 0px 3px;vertical-align:bottom;text-align:center;">48</td> <td data-sheets-value='{"1":3,"3":26}' style="border-right:1px solid #000000;overflow:hidden;padding:0px 3px 0px 3px;vertical-align:bottom;text-align:center;">26</td> </tr> <tr style="height:20px;"> <td style="border-left:1px solid #000000;overflow:hidden;padding:0px 3px 0px 3px;vertical-align:bottom;"></td> <td style="overflow:hidden;padding:0px 3px 0px 3px;vertical-align:bottom;"></td> <td data-sheets-value='{"1":2,"2":"Clear (A/A)"}' style="overflow:hidden;padding:0px 3px 0px 3px;vertical-align:bottom;">Clear (A/A)</td> <td data-sheets-numberformat='{"1":2,"2":"0.00","3":1}' data-sheets-value='{"1":3,"3":0.98}' style="overflow:hidden;padding:0px 3px 0px 3px;vertical-align:bottom;text-align:center;">0.98</td> <td data-sheets-numberformat='{"1":2,"2":"0","3":1}' data-sheets-value='{"1":3,"3":31.569999999999997}' style="overflow:hidden;padding:0px 3px 0px 3px;vertical-align:bottom;text-align:center;">32</td> <td data-sheets-numberformat='{"1":2,"2":"0","3":1}' data-sheets-value='{"1":3,"3":45.54}' style="overflow:hidden;padding:0px 3px 0px 3px;vertical-align:bottom;text-align:center;">46</td> <td data-sheets-value='{"1":3,"3":26}' style="border-right:1px solid #000000;overflow:hidden;padding:0px 3px 0px 3px;vertical-align:bottom;text-align:center;">26</td> </tr> <tr style="height:20px;"> <td style="border-left:1px solid #000000;overflow:hidden;padding:0px 3px 0px 3px;vertical-align:bottom;"></td> <td style="overflow:hidden;padding:0px 3px 0px 3px;vertical-align:bottom;"></td> <td data-sheets-value='{"1":2,"2":"Opal (A/O)"}' style="overflow:hidden;padding:0px 3px 0px 3px;vertical-align:bottom;">Opal (A/O)</td> <td data-sheets-numberformat='{"1":2,"2":"0.00","3":1}' data-sheets-value='{"1":3,"3":0.98}' style="overflow:hidden;padding:0px 3px 0px 3px;vertical-align:bottom;text-align:center;">0.98</td> <td data-sheets-numberformat='{"1":2,"2":"0","3":1}' data-sheets-value='{"1":3,"3":29.93}' style="overflow:hidden;padding:0px 3px 0px 3px;vertical-align:bottom;text-align:center;">30</td> <td data-sheets-numberformat='{"1":2,"2":"0","3":1}' data-sheets-value='{"1":3,"3":41.580000000000005}' style="overflow:hidden;padding:0px 3px 0px 3px;vertical-align:bottom;text-align:center;">42</td> <td data-sheets-value='{"1":3,"3":26}' style="border-right:1px solid #000000;overflow:hidden;padding:0px 3px 0px 3px;vertical-align:bottom;text-align:center;">26</td> </tr> <tr style="height:20px;"> <td style="border-bottom:1px solid #000000;border-left:1px solid #000000;overflow:hidden;padding:0px 3px 0px 3px;vertical-align:bottom;"></td> <td style="border-bottom:1px solid #000000;overflow:hidden;padding:0px 3px 0px 3px;vertical-align:bottom;"></td> <td data-sheets-value='{"1":2,"2":"Opal (A/D)"}' style="border-bottom:1px solid #000000;overflow:hidden;padding:0px 3px 0px 3px;vertical-align:bottom;">Opal (A/D)</td> <td data-sheets-numberformat='{"1":2,"2":"0.00","3":1}' data-sheets-value='{"1":3,"3":0.98}' style="border-bottom:1px solid #000000;overflow:hidden;padding:0px 3px 0px 3px;vertical-align:bottom;text-align:center;">0.98</td> <td data-sheets-numberformat='{"1":2,"2":"0","3":1}' data-sheets-value='{"1":3,"3":20.91}' style="border-bottom:1px solid #000000;overflow:hidden;padding:0px 3px 0px 3px;vertical-align:bottom;text-align:center;">21</td> <td data-sheets-numberformat='{"1":2,"2":"0","3":1}' data-sheets-value='{"1":3,"3":33}' style="border-bottom:1px solid #000000;overflow:hidden;padding:0px 3px 0px 3px;vertical-align:bottom;text-align:center;">33</td> <td data-sheets-value='{"1":3,"3":26}' style="border-right:1px solid #000000;border-bottom:1px solid #000000;overflow:hidden;padding:0px 3px 0px 3px;vertical-align:bottom;text-align:center;">26</td> </tr> <tr style="height:20px;"> <td data-sheets-value='{"1":2,"2":"Polycarbonate"}' style="border-left:1px solid #000000;overflow:hidden;padding:0px 3px 0px 3px;vertical-align:bottom;">Polycarbonate</td> <td data-sheets-value='{"1":2,"2":"EW"}' style="overflow:hidden;padding:0px 3px 0px 3px;vertical-align:bottom;">EW</td> <td data-sheets-value='{"1":2,"2":"Heatstop Opal (T)"}' style="overflow:hidden;padding:0px 3px 0px 3px;vertical-align:bottom;">Heatstop Opal (T)</td> <td data-sheets-numberformat='{"1":2,"2":"0.00","3":1}' data-sheets-value='{"1":3,"3":1.19}' style="overflow:hidden;padding:0px 3px 0px 3px;vertical-align:bottom;text-align:center;">1.19</td> <td data-sheets-numberformat='{"1":2,"2":"0","3":1}' data-sheets-value='{"1":3,"3":20.09}' style="overflow:hidden;padding:0px 3px 0px 3px;vertical-align:bottom;text-align:center;">20</td> <td data-sheets-numberformat='{"1":2,"2":"0","3":1}' data-sheets-value='{"1":3,"3":38.940000000000005}' style="overflow:hidden;padding:0px 3px 0px 3px;vertical-align:bottom;text-align:center;">39</td> <td data-sheets-value='{"1":3,"3":24}' style="border-right:1px solid #000000;overflow:hidden;padding:0px 3px 0px 3px;vertical-align:bottom;text-align:center;">24</td> </tr> <tr style="height:20px;"> <td data-sheets-value='{"1":2,"2":"Heatstop PC"}' style="border-left:1px solid #000000;overflow:hidden;padding:0px 3px 0px 3px;vertical-align:bottom;">Heatstop PC</td> <td data-sheets-value='{"1":2,"2":"DW"}' style="overflow:hidden;padding:0px 3px 0px 3px;vertical-align:bottom;">DW</td> <td data-sheets-value='{"1":2,"2":"Clear (T/H)"}' style="overflow:hidden;padding:0px 3px 0px 3px;vertical-align:bottom;">Clear (T/H)</td> <td data-sheets-numberformat='{"1":2,"2":"0.00","3":1}' data-sheets-value='{"1":3,"3":0.98}' style="overflow:hidden;padding:0px 3px 0px 3px;vertical-align:bottom;text-align:center;">0.98</td> <td data-sheets-numberformat='{"1":2,"2":"0","3":1}' data-sheets-value='{"1":3,"3":18.04}' style="overflow:hidden;padding:0px 3px 0px 3px;vertical-align:bottom;text-align:center;">18</td> <td data-sheets-numberformat='{"1":2,"2":"0","3":1}' data-sheets-value='{"1":3,"3":33.660000000000004}' style="overflow:hidden;padding:0px 3px 0px 3px;vertical-align:bottom;text-align:center;">34</td> <td data-sheets-value='{"1":3,"3":26}' style="border-right:1px solid #000000;overflow:hidden;padding:0px 3px 0px 3px;vertical-align:bottom;text-align:center;">26</td> </tr> <tr style="height:20px;"> <td style="border-bottom:1px solid #000000;border-left:1px solid #000000;overflow:hidden;padding:0px 3px 0px 3px;vertical-align:bottom;"></td> <td style="border-bottom:1px solid #000000;overflow:hidden;padding:0px 3px 0px 3px;vertical-align:bottom;"></td> <td data-sheets-value='{"1":2,"2":"Opal (T/O)"}' style="border-bottom:1px solid #000000;overflow:hidden;padding:0px 3px 0px 3px;vertical-align:bottom;">Opal (T/O)</td> <td data-sheets-numberformat='{"1":2,"2":"0.00","3":1}' data-sheets-value='{"1":3,"3":0.98}' style="border-bottom:1px solid #000000;overflow:hidden;padding:0px 3px 0px 3px;vertical-align:bottom;text-align:center;">0.98</td> <td data-sheets-numberformat='{"1":2,"2":"0","3":1}' data-sheets-value='{"1":3,"3":16.81}' style="border-bottom:1px solid #000000;overflow:hidden;padding:0px 3px 0px 3px;vertical-align:bottom;text-align:center;">17</td> <td data-sheets-numberformat='{"1":2,"2":"0","3":1}' data-sheets-value='{"1":3,"3":29.700000000000003}' style="border-bottom:1px solid #000000;overflow:hidden;padding:0px 3px 0px 3px;vertical-align:bottom;text-align:center;">30</td> <td data-sheets-value='{"1":3,"3":26}' style="border-right:1px solid #000000;border-bottom:1px solid #000000;overflow:hidden;padding:0px 3px 0px 3px;vertical-align:bottom;text-align:center;">26</td> </tr> </tbody></table> | skylux-160-ce-met-koepel-en-metaalopstand-met-lm-motor-pvc-raam-type-ep25-en-windvang-0800-x-1300-mm | 8585998139725 | 46872276599117
Smoke and heat exhaust (SHEV) | SHE system | Skylux | Skylux 160° CE with skylight and metal curb with LM-actuator, PVC frame type EP25 and spoiler 0800 x 1400 mm |  | 50926 | 5412970509264 | 4284.65 | Yes | 30-45 | 82.37 | 800 x 1400 mm | 1400 | 800 |  | metal curb M30 (30 cm high) | Rectangular | 1.19 W/m²K - 0.98 W/m²K | 57% - 30% | 37% - 17% | 24dB - 26dB | 160° CE (for industry) | PVC frame EP25 | with spoiler | E | Single actuator | Maximum double-walled skylight possible for this product | Ut-value LT-value g-value Rw-value EN 1873 : 2014 EN ISO 13468 EN 16153 EN 410 EN 410 EN ISO 140-3 Material Walls Shells (W/m²K) (%) (%) (dB) Acrylic EW Clear (H) 1.19 37 57 24 PMMA Opal (O) 1.19 34 50 24 DW Clear (H/H) 0.98 33 50 26 Opal (O/O) 0.98 28 38 26 Polycarbonate EW Clear (A) 1.19 36 55 24 PC Opal (D) 1.19 24 40 24 DW Clear (A/H) 0.98 32 48 26 Clear (A/A) 0.98 32 46 26 Opal (A/O) 0.98 30 42 26 Opal (A/D) 0.98 21 33 26 Polycarbonate EW Heatstop Opal (T) 1.19 20 39 24 Heatstop PC DW Clear (T/H) 0.98 18 34 26 Opal (T/O) 0.98 17 30 26 | https://skylux.eu/en/products/skylux-160-ce-met-koepel-en-metaalopstand-met-lm-motor-pvc-raam-type-ep25-en-windvang-0800-x-1400-mm | https://skylux.eu/cdn/shop/files/Skylux-160deg-CE-met-koepel-en-metaalopstand-met-LM-motor-pvc-raam-type-EP25-en-windvang-0800-x-1400-mm-RWA-systeem.jpg?v=1702977044&width=1600 | https://skylux.eu/cdn/shop/files/e5a82811-1bb0-48e4-a776-cacb59c7c092_d358e258-6059-45de-8f14-febc731592e9.jpg?v=1688550276&width=1600 | //skylux.eu/cdn/shop/files/E_MH_Mounting_instructions_Skylux_160_CE_LM.pdf?v=12406716259046007223 | //skylux.eu/cdn/shop/files/E_TD_Technical_File_Skylux_Skylux_160_CE_Electric.pdf?v=3667116872303399239 | <style type="text/css" id="isPasted"><!--td {border: 1px solid #cccccc;}br {mso-data-placement:same-cell;}--></style><table border="1" cellpadding="0" cellspacing="0" dir="ltr" style="table-layout:fixed;font-size:10pt;font-family:Arial;border-collapse:collapse;border:none;"><tbody> <tr style="height:20px;"> <td style="overflow:hidden;padding:0px 3px 0px 3px;vertical-align:bottom;"></td> <td style="overflow:hidden;padding:0px 3px 0px 3px;vertical-align:bottom;"></td> <td style="overflow:hidden;padding:0px 3px 0px 3px;vertical-align:bottom;"></td> <td data-sheets-value='{"1":2,"2":"Ut-value"}' style="overflow:hidden;padding:0px 3px 0px 3px;vertical-align:bottom;font-weight:bold;text-align:center;">Ut-value</td> <td data-sheets-value='{"1":2,"2":"LT-value"}' style="overflow:hidden;padding:0px 3px 0px 3px;vertical-align:bottom;font-weight:bold;text-align:center;">LT-value</td> <td data-sheets-value='{"1":2,"2":"g-value"}' style="overflow:hidden;padding:0px 3px 0px 3px;vertical-align:bottom;font-weight:bold;text-align:center;">g-value</td> <td data-sheets-value='{"1":2,"2":"Rw-value "}' style="overflow:hidden;padding:0px 3px 0px 3px;vertical-align:bottom;font-weight:bold;text-align:center;">Rw-value </td> </tr> <tr style="height:20px;"> <td style="overflow:hidden;padding:0px 3px 0px 3px;vertical-align:bottom;"></td> <td style="overflow:hidden;padding:0px 3px 0px 3px;vertical-align:bottom;"></td> <td style="overflow:hidden;padding:0px 3px 0px 3px;vertical-align:bottom;"></td> <td data-sheets-numberformat='{"1":2,"2":"0.00","3":1}' data-sheets-value='{"1":2,"2":"EN 1873 : 2014"}' style="overflow:hidden;padding:0px 3px 0px 3px;vertical-align:bottom;text-align:center;">EN 1873 : 2014</td> <td data-sheets-numberformat='{"1":2,"2":"0","3":1}' data-sheets-value='{"1":2,"2":"EN ISO 13468 EN 16153 EN 410"}' style="overflow:hidden;padding:0px 3px 0px 3px;vertical-align:bottom;text-align:center;">EN ISO 13468 EN 16153 EN 410</td> <td data-sheets-numberformat='{"1":2,"2":"0","3":1}' data-sheets-value='{"1":2,"2":"EN 410"}' style="overflow:hidden;padding:0px 3px 0px 3px;vertical-align:bottom;text-align:center;">EN 410</td> <td data-sheets-value='{"1":2,"2":"EN ISO 140-3\t\t"}' style="overflow:hidden;padding:0px 3px 0px 3px;vertical-align:bottom;text-align:center;">EN ISO 140-3 </td> </tr> <tr style="height:20px;"> <td data-sheets-value='{"1":2,"2":"Material"}' style="border-bottom:1px solid #000000;overflow:hidden;padding:0px 3px 0px 3px;vertical-align:bottom;background-color:#000000;font-weight:bold;color:#ffffff;">Material</td> <td data-sheets-value='{"1":2,"2":"Walls"}' style="border-bottom:1px solid #000000;overflow:hidden;padding:0px 3px 0px 3px;vertical-align:bottom;background-color:#000000;font-weight:bold;color:#ffffff;">Walls</td> <td data-sheets-value='{"1":2,"2":"Shells"}' style="border-bottom:1px solid #000000;overflow:hidden;padding:0px 3px 0px 3px;vertical-align:bottom;background-color:#000000;font-weight:bold;color:#ffffff;">Shells</td> <td data-sheets-numberformat='{"1":2,"2":"0.00","3":1}' data-sheets-value='{"1":2,"2":"(W/m²K)\t"}' style="border-bottom:1px solid #000000;overflow:hidden;padding:0px 3px 0px 3px;vertical-align:bottom;background-color:#000000;font-weight:bold;color:#ffffff;text-align:center;">(W/m²K) </td> <td data-sheets-numberformat='{"1":2,"2":"0","3":1}' data-sheets-value='{"1":2,"2":"(%)"}' style="border-bottom:1px solid #000000;overflow:hidden;padding:0px 3px 0px 3px;vertical-align:bottom;background-color:#000000;font-weight:bold;color:#ffffff;text-align:center;">(%)</td> <td data-sheets-numberformat='{"1":2,"2":"0","3":1}' data-sheets-value='{"1":2,"2":"(%)"}' style="border-bottom:1px solid #000000;overflow:hidden;padding:0px 3px 0px 3px;vertical-align:bottom;background-color:#000000;font-weight:bold;color:#ffffff;text-align:center;">(%)</td> <td data-sheets-value='{"1":2,"2":"(dB)"}' style="border-bottom:1px solid #000000;overflow:hidden;padding:0px 3px 0px 3px;vertical-align:bottom;background-color:#000000;font-weight:bold;color:#ffffff;text-align:center;">(dB)</td> </tr> <tr style="height:20px;"> <td data-sheets-value='{"1":2,"2":"Acrylic"}' style="border-left:1px solid #000000;overflow:hidden;padding:0px 3px 0px 3px;vertical-align:bottom;">Acrylic</td> <td data-sheets-value='{"1":2,"2":"EW"}' style="overflow:hidden;padding:0px 3px 0px 3px;vertical-align:bottom;">EW</td> <td data-sheets-value='{"1":2,"2":"Clear (H)"}' style="overflow:hidden;padding:0px 3px 0px 3px;vertical-align:bottom;">Clear (H)</td> <td data-sheets-numberformat='{"1":2,"2":"0.00","3":1}' data-sheets-value='{"1":3,"3":1.19}' style="overflow:hidden;padding:0px 3px 0px 3px;vertical-align:bottom;text-align:center;">1.19</td> <td data-sheets-numberformat='{"1":2,"2":"0","3":1}' data-sheets-value='{"1":3,"3":36.9}' style="overflow:hidden;padding:0px 3px 0px 3px;vertical-align:bottom;text-align:center;">37</td> <td data-sheets-numberformat='{"1":2,"2":"0","3":1}' data-sheets-value='{"1":3,"3":57.42}' style="overflow:hidden;padding:0px 3px 0px 3px;vertical-align:bottom;text-align:center;">57</td> <td data-sheets-value='{"1":3,"3":24}' style="border-right:1px solid #000000;overflow:hidden;padding:0px 3px 0px 3px;vertical-align:bottom;text-align:center;">24</td> </tr> <tr style="height:20px;"> <td data-sheets-value='{"1":2,"2":"PMMA"}' style="border-left:1px solid #000000;overflow:hidden;padding:0px 3px 0px 3px;vertical-align:bottom;">PMMA</td> <td style="overflow:hidden;padding:0px 3px 0px 3px;vertical-align:bottom;"></td> <td data-sheets-value='{"1":2,"2":"Opal (O)"}' style="overflow:hidden;padding:0px 3px 0px 3px;vertical-align:bottom;">Opal (O)</td> <td data-sheets-numberformat='{"1":2,"2":"0.00","3":1}' data-sheets-value='{"1":3,"3":1.19}' style="overflow:hidden;padding:0px 3px 0px 3px;vertical-align:bottom;text-align:center;">1.19</td> <td data-sheets-numberformat='{"1":2,"2":"0","3":1}' data-sheets-value='{"1":3,"3":34.03}' style="overflow:hidden;padding:0px 3px 0px 3px;vertical-align:bottom;text-align:center;">34</td> <td data-sheets-numberformat='{"1":2,"2":"0","3":1}' data-sheets-value='{"1":3,"3":50.160000000000004}' style="overflow:hidden;padding:0px 3px 0px 3px;vertical-align:bottom;text-align:center;">50</td> <td data-sheets-value='{"1":3,"3":24}' style="border-right:1px solid #000000;overflow:hidden;padding:0px 3px 0px 3px;vertical-align:bottom;text-align:center;">24</td> </tr> <tr style="height:20px;"> <td style="border-left:1px solid #000000;overflow:hidden;padding:0px 3px 0px 3px;vertical-align:bottom;"></td> <td data-sheets-value='{"1":2,"2":"DW"}' style="overflow:hidden;padding:0px 3px 0px 3px;vertical-align:bottom;">DW</td> <td data-sheets-value='{"1":2,"2":"Clear (H/H)"}' style="overflow:hidden;padding:0px 3px 0px 3px;vertical-align:bottom;">Clear (H/H)</td> <td data-sheets-numberformat='{"1":2,"2":"0.00","3":1}' data-sheets-value='{"1":3,"3":0.98}' style="overflow:hidden;padding:0px 3px 0px 3px;vertical-align:bottom;text-align:center;">0.98</td> <td data-sheets-numberformat='{"1":2,"2":"0","3":1}' data-sheets-value='{"1":3,"3":33.21}' style="overflow:hidden;padding:0px 3px 0px 3px;vertical-align:bottom;text-align:center;">33</td> <td data-sheets-numberformat='{"1":2,"2":"0","3":1}' data-sheets-value='{"1":3,"3":49.5}' style="overflow:hidden;padding:0px 3px 0px 3px;vertical-align:bottom;text-align:center;">50</td> <td data-sheets-value='{"1":3,"3":26}' style="border-right:1px solid #000000;overflow:hidden;padding:0px 3px 0px 3px;vertical-align:bottom;text-align:center;">26</td> </tr> <tr style="height:20px;"> <td style="border-bottom:1px solid #000000;border-left:1px solid #000000;overflow:hidden;padding:0px 3px 0px 3px;vertical-align:bottom;"></td> <td style="border-bottom:1px solid #000000;overflow:hidden;padding:0px 3px 0px 3px;vertical-align:bottom;"></td> <td data-sheets-value='{"1":2,"2":"Opal (O/O)"}' style="border-bottom:1px solid #000000;overflow:hidden;padding:0px 3px 0px 3px;vertical-align:bottom;">Opal (O/O)</td> <td data-sheets-numberformat='{"1":2,"2":"0.00","3":1}' data-sheets-value='{"1":3,"3":0.98}' style="border-bottom:1px solid #000000;overflow:hidden;padding:0px 3px 0px 3px;vertical-align:bottom;text-align:center;">0.98</td> <td data-sheets-numberformat='{"1":2,"2":"0","3":1}' data-sheets-value='{"1":3,"3":28.29}' style="border-bottom:1px solid #000000;overflow:hidden;padding:0px 3px 0px 3px;vertical-align:bottom;text-align:center;">28</td> <td data-sheets-numberformat='{"1":2,"2":"0","3":1}' data-sheets-value='{"1":3,"3":38.28}' style="border-bottom:1px solid #000000;overflow:hidden;padding:0px 3px 0px 3px;vertical-align:bottom;text-align:center;">38</td> <td data-sheets-value='{"1":3,"3":26}' style="border-right:1px solid #000000;border-bottom:1px solid #000000;overflow:hidden;padding:0px 3px 0px 3px;vertical-align:bottom;text-align:center;">26</td> </tr> <tr style="height:20px;"> <td data-sheets-value='{"1":2,"2":"Polycarbonate "}' style="border-left:1px solid #000000;overflow:hidden;padding:0px 3px 0px 3px;vertical-align:bottom;">Polycarbonate </td> <td data-sheets-value='{"1":2,"2":"EW"}' style="overflow:hidden;padding:0px 3px 0px 3px;vertical-align:bottom;">EW</td> <td data-sheets-value='{"1":2,"2":"Clear (A)"}' style="overflow:hidden;padding:0px 3px 0px 3px;vertical-align:bottom;">Clear (A)</td> <td data-sheets-numberformat='{"1":2,"2":"0.00","3":1}' data-sheets-value='{"1":3,"3":1.19}' style="overflow:hidden;padding:0px 3px 0px 3px;vertical-align:bottom;text-align:center;">1.19</td> <td data-sheets-numberformat='{"1":2,"2":"0","3":1}' data-sheets-value='{"1":3,"3":36.08}' style="overflow:hidden;padding:0px 3px 0px 3px;vertical-align:bottom;text-align:center;">36</td> <td data-sheets-numberformat='{"1":2,"2":"0","3":1}' data-sheets-value='{"1":3,"3":54.78}' style="overflow:hidden;padding:0px 3px 0px 3px;vertical-align:bottom;text-align:center;">55</td> <td data-sheets-value='{"1":3,"3":24}' style="border-right:1px solid #000000;overflow:hidden;padding:0px 3px 0px 3px;vertical-align:bottom;text-align:center;">24</td> </tr> <tr style="height:20px;"> <td data-sheets-value='{"1":2,"2":"PC"}' style="border-left:1px solid #000000;overflow:hidden;padding:0px 3px 0px 3px;vertical-align:bottom;">PC</td> <td style="overflow:hidden;padding:0px 3px 0px 3px;vertical-align:bottom;"></td> <td data-sheets-value='{"1":2,"2":"Opal (D)"}' style="overflow:hidden;padding:0px 3px 0px 3px;vertical-align:bottom;">Opal (D)</td> <td data-sheets-numberformat='{"1":2,"2":"0.00","3":1}' data-sheets-value='{"1":3,"3":1.19}' style="overflow:hidden;padding:0px 3px 0px 3px;vertical-align:bottom;text-align:center;">1.19</td> <td data-sheets-numberformat='{"1":2,"2":"0","3":1}' data-sheets-value='{"1":3,"3":23.779999999999998}' style="overflow:hidden;padding:0px 3px 0px 3px;vertical-align:bottom;text-align:center;">24</td> <td data-sheets-numberformat='{"1":2,"2":"0","3":1}' data-sheets-value='{"1":3,"3":39.6}' style="overflow:hidden;padding:0px 3px 0px 3px;vertical-align:bottom;text-align:center;">40</td> <td data-sheets-value='{"1":3,"3":24}' style="border-right:1px solid #000000;overflow:hidden;padding:0px 3px 0px 3px;vertical-align:bottom;text-align:center;">24</td> </tr> <tr style="height:20px;"> <td style="border-left:1px solid #000000;overflow:hidden;padding:0px 3px 0px 3px;vertical-align:bottom;"></td> <td data-sheets-value='{"1":2,"2":"DW"}' style="overflow:hidden;padding:0px 3px 0px 3px;vertical-align:bottom;">DW</td> <td data-sheets-value='{"1":2,"2":"Clear (A/H)"}' style="overflow:hidden;padding:0px 3px 0px 3px;vertical-align:bottom;">Clear (A/H)</td> <td data-sheets-numberformat='{"1":2,"2":"0.00","3":1}' data-sheets-value='{"1":3,"3":0.98}' style="overflow:hidden;padding:0px 3px 0px 3px;vertical-align:bottom;text-align:center;">0.98</td> <td data-sheets-numberformat='{"1":2,"2":"0","3":1}' data-sheets-value='{"1":3,"3":32.39}' style="overflow:hidden;padding:0px 3px 0px 3px;vertical-align:bottom;text-align:center;">32</td> <td data-sheets-numberformat='{"1":2,"2":"0","3":1}' data-sheets-value='{"1":3,"3":47.52}' style="overflow:hidden;padding:0px 3px 0px 3px;vertical-align:bottom;text-align:center;">48</td> <td data-sheets-value='{"1":3,"3":26}' style="border-right:1px solid #000000;overflow:hidden;padding:0px 3px 0px 3px;vertical-align:bottom;text-align:center;">26</td> </tr> <tr style="height:20px;"> <td style="border-left:1px solid #000000;overflow:hidden;padding:0px 3px 0px 3px;vertical-align:bottom;"></td> <td style="overflow:hidden;padding:0px 3px 0px 3px;vertical-align:bottom;"></td> <td data-sheets-value='{"1":2,"2":"Clear (A/A)"}' style="overflow:hidden;padding:0px 3px 0px 3px;vertical-align:bottom;">Clear (A/A)</td> <td data-sheets-numberformat='{"1":2,"2":"0.00","3":1}' data-sheets-value='{"1":3,"3":0.98}' style="overflow:hidden;padding:0px 3px 0px 3px;vertical-align:bottom;text-align:center;">0.98</td> <td data-sheets-numberformat='{"1":2,"2":"0","3":1}' data-sheets-value='{"1":3,"3":31.569999999999997}' style="overflow:hidden;padding:0px 3px 0px 3px;vertical-align:bottom;text-align:center;">32</td> <td data-sheets-numberformat='{"1":2,"2":"0","3":1}' data-sheets-value='{"1":3,"3":45.54}' style="overflow:hidden;padding:0px 3px 0px 3px;vertical-align:bottom;text-align:center;">46</td> <td data-sheets-value='{"1":3,"3":26}' style="border-right:1px solid #000000;overflow:hidden;padding:0px 3px 0px 3px;vertical-align:bottom;text-align:center;">26</td> </tr> <tr style="height:20px;"> <td style="border-left:1px solid #000000;overflow:hidden;padding:0px 3px 0px 3px;vertical-align:bottom;"></td> <td style="overflow:hidden;padding:0px 3px 0px 3px;vertical-align:bottom;"></td> <td data-sheets-value='{"1":2,"2":"Opal (A/O)"}' style="overflow:hidden;padding:0px 3px 0px 3px;vertical-align:bottom;">Opal (A/O)</td> <td data-sheets-numberformat='{"1":2,"2":"0.00","3":1}' data-sheets-value='{"1":3,"3":0.98}' style="overflow:hidden;padding:0px 3px 0px 3px;vertical-align:bottom;text-align:center;">0.98</td> <td data-sheets-numberformat='{"1":2,"2":"0","3":1}' data-sheets-value='{"1":3,"3":29.93}' style="overflow:hidden;padding:0px 3px 0px 3px;vertical-align:bottom;text-align:center;">30</td> <td data-sheets-numberformat='{"1":2,"2":"0","3":1}' data-sheets-value='{"1":3,"3":41.580000000000005}' style="overflow:hidden;padding:0px 3px 0px 3px;vertical-align:bottom;text-align:center;">42</td> <td data-sheets-value='{"1":3,"3":26}' style="border-right:1px solid #000000;overflow:hidden;padding:0px 3px 0px 3px;vertical-align:bottom;text-align:center;">26</td> </tr> <tr style="height:20px;"> <td style="border-bottom:1px solid #000000;border-left:1px solid #000000;overflow:hidden;padding:0px 3px 0px 3px;vertical-align:bottom;"></td> <td style="border-bottom:1px solid #000000;overflow:hidden;padding:0px 3px 0px 3px;vertical-align:bottom;"></td> <td data-sheets-value='{"1":2,"2":"Opal (A/D)"}' style="border-bottom:1px solid #000000;overflow:hidden;padding:0px 3px 0px 3px;vertical-align:bottom;">Opal (A/D)</td> <td data-sheets-numberformat='{"1":2,"2":"0.00","3":1}' data-sheets-value='{"1":3,"3":0.98}' style="border-bottom:1px solid #000000;overflow:hidden;padding:0px 3px 0px 3px;vertical-align:bottom;text-align:center;">0.98</td> <td data-sheets-numberformat='{"1":2,"2":"0","3":1}' data-sheets-value='{"1":3,"3":20.91}' style="border-bottom:1px solid #000000;overflow:hidden;padding:0px 3px 0px 3px;vertical-align:bottom;text-align:center;">21</td> <td data-sheets-numberformat='{"1":2,"2":"0","3":1}' data-sheets-value='{"1":3,"3":33}' style="border-bottom:1px solid #000000;overflow:hidden;padding:0px 3px 0px 3px;vertical-align:bottom;text-align:center;">33</td> <td data-sheets-value='{"1":3,"3":26}' style="border-right:1px solid #000000;border-bottom:1px solid #000000;overflow:hidden;padding:0px 3px 0px 3px;vertical-align:bottom;text-align:center;">26</td> </tr> <tr style="height:20px;"> <td data-sheets-value='{"1":2,"2":"Polycarbonate"}' style="border-left:1px solid #000000;overflow:hidden;padding:0px 3px 0px 3px;vertical-align:bottom;">Polycarbonate</td> <td data-sheets-value='{"1":2,"2":"EW"}' style="overflow:hidden;padding:0px 3px 0px 3px;vertical-align:bottom;">EW</td> <td data-sheets-value='{"1":2,"2":"Heatstop Opal (T)"}' style="overflow:hidden;padding:0px 3px 0px 3px;vertical-align:bottom;">Heatstop Opal (T)</td> <td data-sheets-numberformat='{"1":2,"2":"0.00","3":1}' data-sheets-value='{"1":3,"3":1.19}' style="overflow:hidden;padding:0px 3px 0px 3px;vertical-align:bottom;text-align:center;">1.19</td> <td data-sheets-numberformat='{"1":2,"2":"0","3":1}' data-sheets-value='{"1":3,"3":20.09}' style="overflow:hidden;padding:0px 3px 0px 3px;vertical-align:bottom;text-align:center;">20</td> <td data-sheets-numberformat='{"1":2,"2":"0","3":1}' data-sheets-value='{"1":3,"3":38.940000000000005}' style="overflow:hidden;padding:0px 3px 0px 3px;vertical-align:bottom;text-align:center;">39</td> <td data-sheets-value='{"1":3,"3":24}' style="border-right:1px solid #000000;overflow:hidden;padding:0px 3px 0px 3px;vertical-align:bottom;text-align:center;">24</td> </tr> <tr style="height:20px;"> <td data-sheets-value='{"1":2,"2":"Heatstop PC"}' style="border-left:1px solid #000000;overflow:hidden;padding:0px 3px 0px 3px;vertical-align:bottom;">Heatstop PC</td> <td data-sheets-value='{"1":2,"2":"DW"}' style="overflow:hidden;padding:0px 3px 0px 3px;vertical-align:bottom;">DW</td> <td data-sheets-value='{"1":2,"2":"Clear (T/H)"}' style="overflow:hidden;padding:0px 3px 0px 3px;vertical-align:bottom;">Clear (T/H)</td> <td data-sheets-numberformat='{"1":2,"2":"0.00","3":1}' data-sheets-value='{"1":3,"3":0.98}' style="overflow:hidden;padding:0px 3px 0px 3px;vertical-align:bottom;text-align:center;">0.98</td> <td data-sheets-numberformat='{"1":2,"2":"0","3":1}' data-sheets-value='{"1":3,"3":18.04}' style="overflow:hidden;padding:0px 3px 0px 3px;vertical-align:bottom;text-align:center;">18</td> <td data-sheets-numberformat='{"1":2,"2":"0","3":1}' data-sheets-value='{"1":3,"3":33.660000000000004}' style="overflow:hidden;padding:0px 3px 0px 3px;vertical-align:bottom;text-align:center;">34</td> <td data-sheets-value='{"1":3,"3":26}' style="border-right:1px solid #000000;overflow:hidden;padding:0px 3px 0px 3px;vertical-align:bottom;text-align:center;">26</td> </tr> <tr style="height:20px;"> <td style="border-bottom:1px solid #000000;border-left:1px solid #000000;overflow:hidden;padding:0px 3px 0px 3px;vertical-align:bottom;"></td> <td style="border-bottom:1px solid #000000;overflow:hidden;padding:0px 3px 0px 3px;vertical-align:bottom;"></td> <td data-sheets-value='{"1":2,"2":"Opal (T/O)"}' style="border-bottom:1px solid #000000;overflow:hidden;padding:0px 3px 0px 3px;vertical-align:bottom;">Opal (T/O)</td> <td data-sheets-numberformat='{"1":2,"2":"0.00","3":1}' data-sheets-value='{"1":3,"3":0.98}' style="border-bottom:1px solid #000000;overflow:hidden;padding:0px 3px 0px 3px;vertical-align:bottom;text-align:center;">0.98</td> <td data-sheets-numberformat='{"1":2,"2":"0","3":1}' data-sheets-value='{"1":3,"3":16.81}' style="border-bottom:1px solid #000000;overflow:hidden;padding:0px 3px 0px 3px;vertical-align:bottom;text-align:center;">17</td> <td data-sheets-numberformat='{"1":2,"2":"0","3":1}' data-sheets-value='{"1":3,"3":29.700000000000003}' style="border-bottom:1px solid #000000;overflow:hidden;padding:0px 3px 0px 3px;vertical-align:bottom;text-align:center;">30</td> <td data-sheets-value='{"1":3,"3":26}' style="border-right:1px solid #000000;border-bottom:1px solid #000000;overflow:hidden;padding:0px 3px 0px 3px;vertical-align:bottom;text-align:center;">26</td> </tr> </tbody></table> | skylux-160-ce-met-koepel-en-metaalopstand-met-lm-motor-pvc-raam-type-ep25-en-windvang-0800-x-1400-mm | 8585998205261 | 46872276730189
Smoke and heat exhaust (SHEV) | SHE system | Skylux | Skylux 160° CE with skylight and metal curb with LM-actuator, PVC frame type EP25 and spoiler 0900 x 1200 mm |  | 50927 | 5412970509271 | 4147.9 | Yes | 30-45 | 82.91 | 900 x 1200 mm | 1200 | 900 |  | metal curb M30 (30 cm high) | Rectangular | 1.19 W/m²K - 0.98 W/m²K | 57% - 30% | 37% - 17% | 24dB - 26dB | 160° CE (for industry) | PVC frame EP25 | with spoiler | E | Single actuator | Maximum double-walled skylight possible for this product | Ut-value LT-value g-value Rw-value EN 1873 : 2014 EN ISO 13468 EN 16153 EN 410 EN 410 EN ISO 140-3 Material Walls Shells (W/m²K) (%) (%) (dB) Acrylic EW Clear (H) 1.19 37 57 24 PMMA Opal (O) 1.19 34 50 24 DW Clear (H/H) 0.98 33 50 26 Opal (O/O) 0.98 28 38 26 Polycarbonate EW Clear (A) 1.19 36 55 24 PC Opal (D) 1.19 24 40 24 DW Clear (A/H) 0.98 32 48 26 Clear (A/A) 0.98 32 46 26 Opal (A/O) 0.98 30 42 26 Opal (A/D) 0.98 21 33 26 Polycarbonate EW Heatstop Opal (T) 1.19 20 39 24 Heatstop PC DW Clear (T/H) 0.98 18 34 26 Opal (T/O) 0.98 17 30 26 | https://skylux.eu/en/products/skylux-160-ce-met-koepel-en-metaalopstand-met-lm-motor-pvc-raam-type-ep25-en-windvang-0900-x-1200-mm | https://skylux.eu/cdn/shop/files/Skylux-160deg-CE-met-koepel-en-metaalopstand-met-LM-motor-pvc-raam-type-EP25-en-windvang-0900-x-1200-mm-RWA-systeem.jpg?v=1702977049&width=1600 | https://skylux.eu/cdn/shop/files/e5a82811-1bb0-48e4-a776-cacb59c7c092_4db31e78-78da-44a7-849f-a8737dda42c4.jpg?v=1688550277&width=1600 | //skylux.eu/cdn/shop/files/E_MH_Mounting_instructions_Skylux_160_CE_LM.pdf?v=12406716259046007223 | //skylux.eu/cdn/shop/files/E_TD_Technical_File_Skylux_Skylux_160_CE_Electric.pdf?v=3667116872303399239 | <style type="text/css" id="isPasted"><!--td {border: 1px solid #cccccc;}br {mso-data-placement:same-cell;}--></style><table border="1" cellpadding="0" cellspacing="0" dir="ltr" style="table-layout:fixed;font-size:10pt;font-family:Arial;border-collapse:collapse;border:none;"><tbody> <tr style="height:20px;"> <td style="overflow:hidden;padding:0px 3px 0px 3px;vertical-align:bottom;"></td> <td style="overflow:hidden;padding:0px 3px 0px 3px;vertical-align:bottom;"></td> <td style="overflow:hidden;padding:0px 3px 0px 3px;vertical-align:bottom;"></td> <td data-sheets-value='{"1":2,"2":"Ut-value"}' style="overflow:hidden;padding:0px 3px 0px 3px;vertical-align:bottom;font-weight:bold;text-align:center;">Ut-value</td> <td data-sheets-value='{"1":2,"2":"LT-value"}' style="overflow:hidden;padding:0px 3px 0px 3px;vertical-align:bottom;font-weight:bold;text-align:center;">LT-value</td> <td data-sheets-value='{"1":2,"2":"g-value"}' style="overflow:hidden;padding:0px 3px 0px 3px;vertical-align:bottom;font-weight:bold;text-align:center;">g-value</td> <td data-sheets-value='{"1":2,"2":"Rw-value "}' style="overflow:hidden;padding:0px 3px 0px 3px;vertical-align:bottom;font-weight:bold;text-align:center;">Rw-value </td> </tr> <tr style="height:20px;"> <td style="overflow:hidden;padding:0px 3px 0px 3px;vertical-align:bottom;"></td> <td style="overflow:hidden;padding:0px 3px 0px 3px;vertical-align:bottom;"></td> <td style="overflow:hidden;padding:0px 3px 0px 3px;vertical-align:bottom;"></td> <td data-sheets-numberformat='{"1":2,"2":"0.00","3":1}' data-sheets-value='{"1":2,"2":"EN 1873 : 2014"}' style="overflow:hidden;padding:0px 3px 0px 3px;vertical-align:bottom;text-align:center;">EN 1873 : 2014</td> <td data-sheets-numberformat='{"1":2,"2":"0","3":1}' data-sheets-value='{"1":2,"2":"EN ISO 13468 EN 16153 EN 410"}' style="overflow:hidden;padding:0px 3px 0px 3px;vertical-align:bottom;text-align:center;">EN ISO 13468 EN 16153 EN 410</td> <td data-sheets-numberformat='{"1":2,"2":"0","3":1}' data-sheets-value='{"1":2,"2":"EN 410"}' style="overflow:hidden;padding:0px 3px 0px 3px;vertical-align:bottom;text-align:center;">EN 410</td> <td data-sheets-value='{"1":2,"2":"EN ISO 140-3\t\t"}' style="overflow:hidden;padding:0px 3px 0px 3px;vertical-align:bottom;text-align:center;">EN ISO 140-3 </td> </tr> <tr style="height:20px;"> <td data-sheets-value='{"1":2,"2":"Material"}' style="border-bottom:1px solid #000000;overflow:hidden;padding:0px 3px 0px 3px;vertical-align:bottom;background-color:#000000;font-weight:bold;color:#ffffff;">Material</td> <td data-sheets-value='{"1":2,"2":"Walls"}' style="border-bottom:1px solid #000000;overflow:hidden;padding:0px 3px 0px 3px;vertical-align:bottom;background-color:#000000;font-weight:bold;color:#ffffff;">Walls</td> <td data-sheets-value='{"1":2,"2":"Shells"}' style="border-bottom:1px solid #000000;overflow:hidden;padding:0px 3px 0px 3px;vertical-align:bottom;background-color:#000000;font-weight:bold;color:#ffffff;">Shells</td> <td data-sheets-numberformat='{"1":2,"2":"0.00","3":1}' data-sheets-value='{"1":2,"2":"(W/m²K)\t"}' style="border-bottom:1px solid #000000;overflow:hidden;padding:0px 3px 0px 3px;vertical-align:bottom;background-color:#000000;font-weight:bold;color:#ffffff;text-align:center;">(W/m²K) </td> <td data-sheets-numberformat='{"1":2,"2":"0","3":1}' data-sheets-value='{"1":2,"2":"(%)"}' style="border-bottom:1px solid #000000;overflow:hidden;padding:0px 3px 0px 3px;vertical-align:bottom;background-color:#000000;font-weight:bold;color:#ffffff;text-align:center;">(%)</td> <td data-sheets-numberformat='{"1":2,"2":"0","3":1}' data-sheets-value='{"1":2,"2":"(%)"}' style="border-bottom:1px solid #000000;overflow:hidden;padding:0px 3px 0px 3px;vertical-align:bottom;background-color:#000000;font-weight:bold;color:#ffffff;text-align:center;">(%)</td> <td data-sheets-value='{"1":2,"2":"(dB)"}' style="border-bottom:1px solid #000000;overflow:hidden;padding:0px 3px 0px 3px;vertical-align:bottom;background-color:#000000;font-weight:bold;color:#ffffff;text-align:center;">(dB)</td> </tr> <tr style="height:20px;"> <td data-sheets-value='{"1":2,"2":"Acrylic"}' style="border-left:1px solid #000000;overflow:hidden;padding:0px 3px 0px 3px;vertical-align:bottom;">Acrylic</td> <td data-sheets-value='{"1":2,"2":"EW"}' style="overflow:hidden;padding:0px 3px 0px 3px;vertical-align:bottom;">EW</td> <td data-sheets-value='{"1":2,"2":"Clear (H)"}' style="overflow:hidden;padding:0px 3px 0px 3px;vertical-align:bottom;">Clear (H)</td> <td data-sheets-numberformat='{"1":2,"2":"0.00","3":1}' data-sheets-value='{"1":3,"3":1.19}' style="overflow:hidden;padding:0px 3px 0px 3px;vertical-align:bottom;text-align:center;">1.19</td> <td data-sheets-numberformat='{"1":2,"2":"0","3":1}' data-sheets-value='{"1":3,"3":36.9}' style="overflow:hidden;padding:0px 3px 0px 3px;vertical-align:bottom;text-align:center;">37</td> <td data-sheets-numberformat='{"1":2,"2":"0","3":1}' data-sheets-value='{"1":3,"3":57.42}' style="overflow:hidden;padding:0px 3px 0px 3px;vertical-align:bottom;text-align:center;">57</td> <td data-sheets-value='{"1":3,"3":24}' style="border-right:1px solid #000000;overflow:hidden;padding:0px 3px 0px 3px;vertical-align:bottom;text-align:center;">24</td> </tr> <tr style="height:20px;"> <td data-sheets-value='{"1":2,"2":"PMMA"}' style="border-left:1px solid #000000;overflow:hidden;padding:0px 3px 0px 3px;vertical-align:bottom;">PMMA</td> <td style="overflow:hidden;padding:0px 3px 0px 3px;vertical-align:bottom;"></td> <td data-sheets-value='{"1":2,"2":"Opal (O)"}' style="overflow:hidden;padding:0px 3px 0px 3px;vertical-align:bottom;">Opal (O)</td> <td data-sheets-numberformat='{"1":2,"2":"0.00","3":1}' data-sheets-value='{"1":3,"3":1.19}' style="overflow:hidden;padding:0px 3px 0px 3px;vertical-align:bottom;text-align:center;">1.19</td> <td data-sheets-numberformat='{"1":2,"2":"0","3":1}' data-sheets-value='{"1":3,"3":34.03}' style="overflow:hidden;padding:0px 3px 0px 3px;vertical-align:bottom;text-align:center;">34</td> <td data-sheets-numberformat='{"1":2,"2":"0","3":1}' data-sheets-value='{"1":3,"3":50.160000000000004}' style="overflow:hidden;padding:0px 3px 0px 3px;vertical-align:bottom;text-align:center;">50</td> <td data-sheets-value='{"1":3,"3":24}' style="border-right:1px solid #000000;overflow:hidden;padding:0px 3px 0px 3px;vertical-align:bottom;text-align:center;">24</td> </tr> <tr style="height:20px;"> <td style="border-left:1px solid #000000;overflow:hidden;padding:0px 3px 0px 3px;vertical-align:bottom;"></td> <td data-sheets-value='{"1":2,"2":"DW"}' style="overflow:hidden;padding:0px 3px 0px 3px;vertical-align:bottom;">DW</td> <td data-sheets-value='{"1":2,"2":"Clear (H/H)"}' style="overflow:hidden;padding:0px 3px 0px 3px;vertical-align:bottom;">Clear (H/H)</td> <td data-sheets-numberformat='{"1":2,"2":"0.00","3":1}' data-sheets-value='{"1":3,"3":0.98}' style="overflow:hidden;padding:0px 3px 0px 3px;vertical-align:bottom;text-align:center;">0.98</td> <td data-sheets-numberformat='{"1":2,"2":"0","3":1}' data-sheets-value='{"1":3,"3":33.21}' style="overflow:hidden;padding:0px 3px 0px 3px;vertical-align:bottom;text-align:center;">33</td> <td data-sheets-numberformat='{"1":2,"2":"0","3":1}' data-sheets-value='{"1":3,"3":49.5}' style="overflow:hidden;padding:0px 3px 0px 3px;vertical-align:bottom;text-align:center;">50</td> <td data-sheets-value='{"1":3,"3":26}' style="border-right:1px solid #000000;overflow:hidden;padding:0px 3px 0px 3px;vertical-align:bottom;text-align:center;">26</td> </tr> <tr style="height:20px;"> <td style="border-bottom:1px solid #000000;border-left:1px solid #000000;overflow:hidden;padding:0px 3px 0px 3px;vertical-align:bottom;"></td> <td style="border-bottom:1px solid #000000;overflow:hidden;padding:0px 3px 0px 3px;vertical-align:bottom;"></td> <td data-sheets-value='{"1":2,"2":"Opal (O/O)"}' style="border-bottom:1px solid #000000;overflow:hidden;padding:0px 3px 0px 3px;vertical-align:bottom;">Opal (O/O)</td> <td data-sheets-numberformat='{"1":2,"2":"0.00","3":1}' data-sheets-value='{"1":3,"3":0.98}' style="border-bottom:1px solid #000000;overflow:hidden;padding:0px 3px 0px 3px;vertical-align:bottom;text-align:center;">0.98</td> <td data-sheets-numberformat='{"1":2,"2":"0","3":1}' data-sheets-value='{"1":3,"3":28.29}' style="border-bottom:1px solid #000000;overflow:hidden;padding:0px 3px 0px 3px;vertical-align:bottom;text-align:center;">28</td> <td data-sheets-numberformat='{"1":2,"2":"0","3":1}' data-sheets-value='{"1":3,"3":38.28}' style="border-bottom:1px solid #000000;overflow:hidden;padding:0px 3px 0px 3px;vertical-align:bottom;text-align:center;">38</td> <td data-sheets-value='{"1":3,"3":26}' style="border-right:1px solid #000000;border-bottom:1px solid #000000;overflow:hidden;padding:0px 3px 0px 3px;vertical-align:bottom;text-align:center;">26</td> </tr> <tr style="height:20px;"> <td data-sheets-value='{"1":2,"2":"Polycarbonate "}' style="border-left:1px solid #000000;overflow:hidden;padding:0px 3px 0px 3px;vertical-align:bottom;">Polycarbonate </td> <td data-sheets-value='{"1":2,"2":"EW"}' style="overflow:hidden;padding:0px 3px 0px 3px;vertical-align:bottom;">EW</td> <td data-sheets-value='{"1":2,"2":"Clear (A)"}' style="overflow:hidden;padding:0px 3px 0px 3px;vertical-align:bottom;">Clear (A)</td> <td data-sheets-numberformat='{"1":2,"2":"0.00","3":1}' data-sheets-value='{"1":3,"3":1.19}' style="overflow:hidden;padding:0px 3px 0px 3px;vertical-align:bottom;text-align:center;">1.19</td> <td data-sheets-numberformat='{"1":2,"2":"0","3":1}' data-sheets-value='{"1":3,"3":36.08}' style="overflow:hidden;padding:0px 3px 0px 3px;vertical-align:bottom;text-align:center;">36</td> <td data-sheets-numberformat='{"1":2,"2":"0","3":1}' data-sheets-value='{"1":3,"3":54.78}' style="overflow:hidden;padding:0px 3px 0px 3px;vertical-align:bottom;text-align:center;">55</td> <td data-sheets-value='{"1":3,"3":24}' style="border-right:1px solid #000000;overflow:hidden;padding:0px 3px 0px 3px;vertical-align:bottom;text-align:center;">24</td> </tr> <tr style="height:20px;"> <td data-sheets-value='{"1":2,"2":"PC"}' style="border-left:1px solid #000000;overflow:hidden;padding:0px 3px 0px 3px;vertical-align:bottom;">PC</td> <td style="overflow:hidden;padding:0px 3px 0px 3px;vertical-align:bottom;"></td> <td data-sheets-value='{"1":2,"2":"Opal (D)"}' style="overflow:hidden;padding:0px 3px 0px 3px;vertical-align:bottom;">Opal (D)</td> <td data-sheets-numberformat='{"1":2,"2":"0.00","3":1}' data-sheets-value='{"1":3,"3":1.19}' style="overflow:hidden;padding:0px 3px 0px 3px;vertical-align:bottom;text-align:center;">1.19</td> <td data-sheets-numberformat='{"1":2,"2":"0","3":1}' data-sheets-value='{"1":3,"3":23.779999999999998}' style="overflow:hidden;padding:0px 3px 0px 3px;vertical-align:bottom;text-align:center;">24</td> <td data-sheets-numberformat='{"1":2,"2":"0","3":1}' data-sheets-value='{"1":3,"3":39.6}' style="overflow:hidden;padding:0px 3px 0px 3px;vertical-align:bottom;text-align:center;">40</td> <td data-sheets-value='{"1":3,"3":24}' style="border-right:1px solid #000000;overflow:hidden;padding:0px 3px 0px 3px;vertical-align:bottom;text-align:center;">24</td> </tr> <tr style="height:20px;"> <td style="border-left:1px solid #000000;overflow:hidden;padding:0px 3px 0px 3px;vertical-align:bottom;"></td> <td data-sheets-value='{"1":2,"2":"DW"}' style="overflow:hidden;padding:0px 3px 0px 3px;vertical-align:bottom;">DW</td> <td data-sheets-value='{"1":2,"2":"Clear (A/H)"}' style="overflow:hidden;padding:0px 3px 0px 3px;vertical-align:bottom;">Clear (A/H)</td> <td data-sheets-numberformat='{"1":2,"2":"0.00","3":1}' data-sheets-value='{"1":3,"3":0.98}' style="overflow:hidden;padding:0px 3px 0px 3px;vertical-align:bottom;text-align:center;">0.98</td> <td data-sheets-numberformat='{"1":2,"2":"0","3":1}' data-sheets-value='{"1":3,"3":32.39}' style="overflow:hidden;padding:0px 3px 0px 3px;vertical-align:bottom;text-align:center;">32</td> <td data-sheets-numberformat='{"1":2,"2":"0","3":1}' data-sheets-value='{"1":3,"3":47.52}' style="overflow:hidden;padding:0px 3px 0px 3px;vertical-align:bottom;text-align:center;">48</td> <td data-sheets-value='{"1":3,"3":26}' style="border-right:1px solid #000000;overflow:hidden;padding:0px 3px 0px 3px;vertical-align:bottom;text-align:center;">26</td> </tr> <tr style="height:20px;"> <td style="border-left:1px solid #000000;overflow:hidden;padding:0px 3px 0px 3px;vertical-align:bottom;"></td> <td style="overflow:hidden;padding:0px 3px 0px 3px;vertical-align:bottom;"></td> <td data-sheets-value='{"1":2,"2":"Clear (A/A)"}' style="overflow:hidden;padding:0px 3px 0px 3px;vertical-align:bottom;">Clear (A/A)</td> <td data-sheets-numberformat='{"1":2,"2":"0.00","3":1}' data-sheets-value='{"1":3,"3":0.98}' style="overflow:hidden;padding:0px 3px 0px 3px;vertical-align:bottom;text-align:center;">0.98</td> <td data-sheets-numberformat='{"1":2,"2":"0","3":1}' data-sheets-value='{"1":3,"3":31.569999999999997}' style="overflow:hidden;padding:0px 3px 0px 3px;vertical-align:bottom;text-align:center;">32</td> <td data-sheets-numberformat='{"1":2,"2":"0","3":1}' data-sheets-value='{"1":3,"3":45.54}' style="overflow:hidden;padding:0px 3px 0px 3px;vertical-align:bottom;text-align:center;">46</td> <td data-sheets-value='{"1":3,"3":26}' style="border-right:1px solid #000000;overflow:hidden;padding:0px 3px 0px 3px;vertical-align:bottom;text-align:center;">26</td> </tr> <tr style="height:20px;"> <td style="border-left:1px solid #000000;overflow:hidden;padding:0px 3px 0px 3px;vertical-align:bottom;"></td> <td style="overflow:hidden;padding:0px 3px 0px 3px;vertical-align:bottom;"></td> <td data-sheets-value='{"1":2,"2":"Opal (A/O)"}' style="overflow:hidden;padding:0px 3px 0px 3px;vertical-align:bottom;">Opal (A/O)</td> <td data-sheets-numberformat='{"1":2,"2":"0.00","3":1}' data-sheets-value='{"1":3,"3":0.98}' style="overflow:hidden;padding:0px 3px 0px 3px;vertical-align:bottom;text-align:center;">0.98</td> <td data-sheets-numberformat='{"1":2,"2":"0","3":1}' data-sheets-value='{"1":3,"3":29.93}' style="overflow:hidden;padding:0px 3px 0px 3px;vertical-align:bottom;text-align:center;">30</td> <td data-sheets-numberformat='{"1":2,"2":"0","3":1}' data-sheets-value='{"1":3,"3":41.580000000000005}' style="overflow:hidden;padding:0px 3px 0px 3px;vertical-align:bottom;text-align:center;">42</td> <td data-sheets-value='{"1":3,"3":26}' style="border-right:1px solid #000000;overflow:hidden;padding:0px 3px 0px 3px;vertical-align:bottom;text-align:center;">26</td> </tr> <tr style="height:20px;"> <td style="border-bottom:1px solid #000000;border-left:1px solid #000000;overflow:hidden;padding:0px 3px 0px 3px;vertical-align:bottom;"></td> <td style="border-bottom:1px solid #000000;overflow:hidden;padding:0px 3px 0px 3px;vertical-align:bottom;"></td> <td data-sheets-value='{"1":2,"2":"Opal (A/D)"}' style="border-bottom:1px solid #000000;overflow:hidden;padding:0px 3px 0px 3px;vertical-align:bottom;">Opal (A/D)</td> <td data-sheets-numberformat='{"1":2,"2":"0.00","3":1}' data-sheets-value='{"1":3,"3":0.98}' style="border-bottom:1px solid #000000;overflow:hidden;padding:0px 3px 0px 3px;vertical-align:bottom;text-align:center;">0.98</td> <td data-sheets-numberformat='{"1":2,"2":"0","3":1}' data-sheets-value='{"1":3,"3":20.91}' style="border-bottom:1px solid #000000;overflow:hidden;padding:0px 3px 0px 3px;vertical-align:bottom;text-align:center;">21</td> <td data-sheets-numberformat='{"1":2,"2":"0","3":1}' data-sheets-value='{"1":3,"3":33}' style="border-bottom:1px solid #000000;overflow:hidden;padding:0px 3px 0px 3px;vertical-align:bottom;text-align:center;">33</td> <td data-sheets-value='{"1":3,"3":26}' style="border-right:1px solid #000000;border-bottom:1px solid #000000;overflow:hidden;padding:0px 3px 0px 3px;vertical-align:bottom;text-align:center;">26</td> </tr> <tr style="height:20px;"> <td data-sheets-value='{"1":2,"2":"Polycarbonate"}' style="border-left:1px solid #000000;overflow:hidden;padding:0px 3px 0px 3px;vertical-align:bottom;">Polycarbonate</td> <td data-sheets-value='{"1":2,"2":"EW"}' style="overflow:hidden;padding:0px 3px 0px 3px;vertical-align:bottom;">EW</td> <td data-sheets-value='{"1":2,"2":"Heatstop Opal (T)"}' style="overflow:hidden;padding:0px 3px 0px 3px;vertical-align:bottom;">Heatstop Opal (T)</td> <td data-sheets-numberformat='{"1":2,"2":"0.00","3":1}' data-sheets-value='{"1":3,"3":1.19}' style="overflow:hidden;padding:0px 3px 0px 3px;vertical-align:bottom;text-align:center;">1.19</td> <td data-sheets-numberformat='{"1":2,"2":"0","3":1}' data-sheets-value='{"1":3,"3":20.09}' style="overflow:hidden;padding:0px 3px 0px 3px;vertical-align:bottom;text-align:center;">20</td> <td data-sheets-numberformat='{"1":2,"2":"0","3":1}' data-sheets-value='{"1":3,"3":38.940000000000005}' style="overflow:hidden;padding:0px 3px 0px 3px;vertical-align:bottom;text-align:center;">39</td> <td data-sheets-value='{"1":3,"3":24}' style="border-right:1px solid #000000;overflow:hidden;padding:0px 3px 0px 3px;vertical-align:bottom;text-align:center;">24</td> </tr> <tr style="height:20px;"> <td data-sheets-value='{"1":2,"2":"Heatstop PC"}' style="border-left:1px solid #000000;overflow:hidden;padding:0px 3px 0px 3px;vertical-align:bottom;">Heatstop PC</td> <td data-sheets-value='{"1":2,"2":"DW"}' style="overflow:hidden;padding:0px 3px 0px 3px;vertical-align:bottom;">DW</td> <td data-sheets-value='{"1":2,"2":"Clear (T/H)"}' style="overflow:hidden;padding:0px 3px 0px 3px;vertical-align:bottom;">Clear (T/H)</td> <td data-sheets-numberformat='{"1":2,"2":"0.00","3":1}' data-sheets-value='{"1":3,"3":0.98}' style="overflow:hidden;padding:0px 3px 0px 3px;vertical-align:bottom;text-align:center;">0.98</td> <td data-sheets-numberformat='{"1":2,"2":"0","3":1}' data-sheets-value='{"1":3,"3":18.04}' style="overflow:hidden;padding:0px 3px 0px 3px;vertical-align:bottom;text-align:center;">18</td> <td data-sheets-numberformat='{"1":2,"2":"0","3":1}' data-sheets-value='{"1":3,"3":33.660000000000004}' style="overflow:hidden;padding:0px 3px 0px 3px;vertical-align:bottom;text-align:center;">34</td> <td data-sheets-value='{"1":3,"3":26}' style="border-right:1px solid #000000;overflow:hidden;padding:0px 3px 0px 3px;vertical-align:bottom;text-align:center;">26</td> </tr> <tr style="height:20px;"> <td style="border-bottom:1px solid #000000;border-left:1px solid #000000;overflow:hidden;padding:0px 3px 0px 3px;vertical-align:bottom;"></td> <td style="border-bottom:1px solid #000000;overflow:hidden;padding:0px 3px 0px 3px;vertical-align:bottom;"></td> <td data-sheets-value='{"1":2,"2":"Opal (T/O)"}' style="border-bottom:1px solid #000000;overflow:hidden;padding:0px 3px 0px 3px;vertical-align:bottom;">Opal (T/O)</td> <td data-sheets-numberformat='{"1":2,"2":"0.00","3":1}' data-sheets-value='{"1":3,"3":0.98}' style="border-bottom:1px solid #000000;overflow:hidden;padding:0px 3px 0px 3px;vertical-align:bottom;text-align:center;">0.98</td> <td data-sheets-numberformat='{"1":2,"2":"0","3":1}' data-sheets-value='{"1":3,"3":16.81}' style="border-bottom:1px solid #000000;overflow:hidden;padding:0px 3px 0px 3px;vertical-align:bottom;text-align:center;">17</td> <td data-sheets-numberformat='{"1":2,"2":"0","3":1}' data-sheets-value='{"1":3,"3":29.700000000000003}' style="border-bottom:1px solid #000000;overflow:hidden;padding:0px 3px 0px 3px;vertical-align:bottom;text-align:center;">30</td> <td data-sheets-value='{"1":3,"3":26}' style="border-right:1px solid #000000;border-bottom:1px solid #000000;overflow:hidden;padding:0px 3px 0px 3px;vertical-align:bottom;text-align:center;">26</td> </tr> </tbody></table> | skylux-160-ce-met-koepel-en-metaalopstand-met-lm-motor-pvc-raam-type-ep25-en-windvang-0900-x-1200-mm | 8585998336333 | 46872276861261
Smoke and heat exhaust (SHEV) | SHE system | Skylux | Skylux 160° CE with skylight and metal curb with LM-actuator, PVC frame type EP25 and spoiler 0900 x 1500 mm |  | 50928 | 5412970509288 | 4358.45 | Yes | 30-45 | 91.02 | 900 x 1500 mm | 1500 | 900 |  | metal curb M30 (30 cm high) | Rectangular | 1.19 W/m²K - 0.98 W/m²K | 57% - 30% | 37% - 17% | 24dB - 26dB | 160° CE (for industry) | PVC frame EP25 | with spoiler | E | Single actuator | Maximum double-walled skylight possible for this product | Ut-value LT-value g-value Rw-value EN 1873 : 2014 EN ISO 13468 EN 16153 EN 410 EN 410 EN ISO 140-3 Material Walls Shells (W/m²K) (%) (%) (dB) Acrylic EW Clear (H) 1.19 37 57 24 PMMA Opal (O) 1.19 34 50 24 DW Clear (H/H) 0.98 33 50 26 Opal (O/O) 0.98 28 38 26 Polycarbonate EW Clear (A) 1.19 36 55 24 PC Opal (D) 1.19 24 40 24 DW Clear (A/H) 0.98 32 48 26 Clear (A/A) 0.98 32 46 26 Opal (A/O) 0.98 30 42 26 Opal (A/D) 0.98 21 33 26 Polycarbonate EW Heatstop Opal (T) 1.19 20 39 24 Heatstop PC DW Clear (T/H) 0.98 18 34 26 Opal (T/O) 0.98 17 30 26 | https://skylux.eu/en/products/skylux-160-ce-met-koepel-en-metaalopstand-met-lm-motor-pvc-raam-type-ep25-en-windvang-0900-x-1500-mm | https://skylux.eu/cdn/shop/files/Skylux-160deg-CE-met-koepel-en-metaalopstand-met-LM-motor-pvc-raam-type-EP25-en-windvang-0900-x-1500-mm-RWA-systeem.jpg?v=1702977055&width=1600 | https://skylux.eu/cdn/shop/files/e5a82811-1bb0-48e4-a776-cacb59c7c092_7d1988e9-ba59-4488-98e9-7b7448e74d72.jpg?v=1688550278&width=1600 | //skylux.eu/cdn/shop/files/E_MH_Mounting_instructions_Skylux_160_CE_LM.pdf?v=12406716259046007223 | //skylux.eu/cdn/shop/files/E_TD_Technical_File_Skylux_Skylux_160_CE_Electric.pdf?v=3667116872303399239 | <style type="text/css" id="isPasted"><!--td {border: 1px solid #cccccc;}br {mso-data-placement:same-cell;}--></style><table border="1" cellpadding="0" cellspacing="0" dir="ltr" style="table-layout:fixed;font-size:10pt;font-family:Arial;border-collapse:collapse;border:none;"><tbody> <tr style="height:20px;"> <td style="overflow:hidden;padding:0px 3px 0px 3px;vertical-align:bottom;"></td> <td style="overflow:hidden;padding:0px 3px 0px 3px;vertical-align:bottom;"></td> <td style="overflow:hidden;padding:0px 3px 0px 3px;vertical-align:bottom;"></td> <td data-sheets-value='{"1":2,"2":"Ut-value"}' style="overflow:hidden;padding:0px 3px 0px 3px;vertical-align:bottom;font-weight:bold;text-align:center;">Ut-value</td> <td data-sheets-value='{"1":2,"2":"LT-value"}' style="overflow:hidden;padding:0px 3px 0px 3px;vertical-align:bottom;font-weight:bold;text-align:center;">LT-value</td> <td data-sheets-value='{"1":2,"2":"g-value"}' style="overflow:hidden;padding:0px 3px 0px 3px;vertical-align:bottom;font-weight:bold;text-align:center;">g-value</td> <td data-sheets-value='{"1":2,"2":"Rw-value "}' style="overflow:hidden;padding:0px 3px 0px 3px;vertical-align:bottom;font-weight:bold;text-align:center;">Rw-value </td> </tr> <tr style="height:20px;"> <td style="overflow:hidden;padding:0px 3px 0px 3px;vertical-align:bottom;"></td> <td style="overflow:hidden;padding:0px 3px 0px 3px;vertical-align:bottom;"></td> <td style="overflow:hidden;padding:0px 3px 0px 3px;vertical-align:bottom;"></td> <td data-sheets-numberformat='{"1":2,"2":"0.00","3":1}' data-sheets-value='{"1":2,"2":"EN 1873 : 2014"}' style="overflow:hidden;padding:0px 3px 0px 3px;vertical-align:bottom;text-align:center;">EN 1873 : 2014</td> <td data-sheets-numberformat='{"1":2,"2":"0","3":1}' data-sheets-value='{"1":2,"2":"EN ISO 13468 EN 16153 EN 410"}' style="overflow:hidden;padding:0px 3px 0px 3px;vertical-align:bottom;text-align:center;">EN ISO 13468 EN 16153 EN 410</td> <td data-sheets-numberformat='{"1":2,"2":"0","3":1}' data-sheets-value='{"1":2,"2":"EN 410"}' style="overflow:hidden;padding:0px 3px 0px 3px;vertical-align:bottom;text-align:center;">EN 410</td> <td data-sheets-value='{"1":2,"2":"EN ISO 140-3\t\t"}' style="overflow:hidden;padding:0px 3px 0px 3px;vertical-align:bottom;text-align:center;">EN ISO 140-3 </td> </tr> <tr style="height:20px;"> <td data-sheets-value='{"1":2,"2":"Material"}' style="border-bottom:1px solid #000000;overflow:hidden;padding:0px 3px 0px 3px;vertical-align:bottom;background-color:#000000;font-weight:bold;color:#ffffff;">Material</td> <td data-sheets-value='{"1":2,"2":"Walls"}' style="border-bottom:1px solid #000000;overflow:hidden;padding:0px 3px 0px 3px;vertical-align:bottom;background-color:#000000;font-weight:bold;color:#ffffff;">Walls</td> <td data-sheets-value='{"1":2,"2":"Shells"}' style="border-bottom:1px solid #000000;overflow:hidden;padding:0px 3px 0px 3px;vertical-align:bottom;background-color:#000000;font-weight:bold;color:#ffffff;">Shells</td> <td data-sheets-numberformat='{"1":2,"2":"0.00","3":1}' data-sheets-value='{"1":2,"2":"(W/m²K)\t"}' style="border-bottom:1px solid #000000;overflow:hidden;padding:0px 3px 0px 3px;vertical-align:bottom;background-color:#000000;font-weight:bold;color:#ffffff;text-align:center;">(W/m²K) </td> <td data-sheets-numberformat='{"1":2,"2":"0","3":1}' data-sheets-value='{"1":2,"2":"(%)"}' style="border-bottom:1px solid #000000;overflow:hidden;padding:0px 3px 0px 3px;vertical-align:bottom;background-color:#000000;font-weight:bold;color:#ffffff;text-align:center;">(%)</td> <td data-sheets-numberformat='{"1":2,"2":"0","3":1}' data-sheets-value='{"1":2,"2":"(%)"}' style="border-bottom:1px solid #000000;overflow:hidden;padding:0px 3px 0px 3px;vertical-align:bottom;background-color:#000000;font-weight:bold;color:#ffffff;text-align:center;">(%)</td> <td data-sheets-value='{"1":2,"2":"(dB)"}' style="border-bottom:1px solid #000000;overflow:hidden;padding:0px 3px 0px 3px;vertical-align:bottom;background-color:#000000;font-weight:bold;color:#ffffff;text-align:center;">(dB)</td> </tr> <tr style="height:20px;"> <td data-sheets-value='{"1":2,"2":"Acrylic"}' style="border-left:1px solid #000000;overflow:hidden;padding:0px 3px 0px 3px;vertical-align:bottom;">Acrylic</td> <td data-sheets-value='{"1":2,"2":"EW"}' style="overflow:hidden;padding:0px 3px 0px 3px;vertical-align:bottom;">EW</td> <td data-sheets-value='{"1":2,"2":"Clear (H)"}' style="overflow:hidden;padding:0px 3px 0px 3px;vertical-align:bottom;">Clear (H)</td> <td data-sheets-numberformat='{"1":2,"2":"0.00","3":1}' data-sheets-value='{"1":3,"3":1.19}' style="overflow:hidden;padding:0px 3px 0px 3px;vertical-align:bottom;text-align:center;">1.19</td> <td data-sheets-numberformat='{"1":2,"2":"0","3":1}' data-sheets-value='{"1":3,"3":36.9}' style="overflow:hidden;padding:0px 3px 0px 3px;vertical-align:bottom;text-align:center;">37</td> <td data-sheets-numberformat='{"1":2,"2":"0","3":1}' data-sheets-value='{"1":3,"3":57.42}' style="overflow:hidden;padding:0px 3px 0px 3px;vertical-align:bottom;text-align:center;">57</td> <td data-sheets-value='{"1":3,"3":24}' style="border-right:1px solid #000000;overflow:hidden;padding:0px 3px 0px 3px;vertical-align:bottom;text-align:center;">24</td> </tr> <tr style="height:20px;"> <td data-sheets-value='{"1":2,"2":"PMMA"}' style="border-left:1px solid #000000;overflow:hidden;padding:0px 3px 0px 3px;vertical-align:bottom;">PMMA</td> <td style="overflow:hidden;padding:0px 3px 0px 3px;vertical-align:bottom;"></td> <td data-sheets-value='{"1":2,"2":"Opal (O)"}' style="overflow:hidden;padding:0px 3px 0px 3px;vertical-align:bottom;">Opal (O)</td> <td data-sheets-numberformat='{"1":2,"2":"0.00","3":1}' data-sheets-value='{"1":3,"3":1.19}' style="overflow:hidden;padding:0px 3px 0px 3px;vertical-align:bottom;text-align:center;">1.19</td> <td data-sheets-numberformat='{"1":2,"2":"0","3":1}' data-sheets-value='{"1":3,"3":34.03}' style="overflow:hidden;padding:0px 3px 0px 3px;vertical-align:bottom;text-align:center;">34</td> <td data-sheets-numberformat='{"1":2,"2":"0","3":1}' data-sheets-value='{"1":3,"3":50.160000000000004}' style="overflow:hidden;padding:0px 3px 0px 3px;vertical-align:bottom;text-align:center;">50</td> <td data-sheets-value='{"1":3,"3":24}' style="border-right:1px solid #000000;overflow:hidden;padding:0px 3px 0px 3px;vertical-align:bottom;text-align:center;">24</td> </tr> <tr style="height:20px;"> <td style="border-left:1px solid #000000;overflow:hidden;padding:0px 3px 0px 3px;vertical-align:bottom;"></td> <td data-sheets-value='{"1":2,"2":"DW"}' style="overflow:hidden;padding:0px 3px 0px 3px;vertical-align:bottom;">DW</td> <td data-sheets-value='{"1":2,"2":"Clear (H/H)"}' style="overflow:hidden;padding:0px 3px 0px 3px;vertical-align:bottom;">Clear (H/H)</td> <td data-sheets-numberformat='{"1":2,"2":"0.00","3":1}' data-sheets-value='{"1":3,"3":0.98}' style="overflow:hidden;padding:0px 3px 0px 3px;vertical-align:bottom;text-align:center;">0.98</td> <td data-sheets-numberformat='{"1":2,"2":"0","3":1}' data-sheets-value='{"1":3,"3":33.21}' style="overflow:hidden;padding:0px 3px 0px 3px;vertical-align:bottom;text-align:center;">33</td> <td data-sheets-numberformat='{"1":2,"2":"0","3":1}' data-sheets-value='{"1":3,"3":49.5}' style="overflow:hidden;padding:0px 3px 0px 3px;vertical-align:bottom;text-align:center;">50</td> <td data-sheets-value='{"1":3,"3":26}' style="border-right:1px solid #000000;overflow:hidden;padding:0px 3px 0px 3px;vertical-align:bottom;text-align:center;">26</td> </tr> <tr style="height:20px;"> <td style="border-bottom:1px solid #000000;border-left:1px solid #000000;overflow:hidden;padding:0px 3px 0px 3px;vertical-align:bottom;"></td> <td style="border-bottom:1px solid #000000;overflow:hidden;padding:0px 3px 0px 3px;vertical-align:bottom;"></td> <td data-sheets-value='{"1":2,"2":"Opal (O/O)"}' style="border-bottom:1px solid #000000;overflow:hidden;padding:0px 3px 0px 3px;vertical-align:bottom;">Opal (O/O)</td> <td data-sheets-numberformat='{"1":2,"2":"0.00","3":1}' data-sheets-value='{"1":3,"3":0.98}' style="border-bottom:1px solid #000000;overflow:hidden;padding:0px 3px 0px 3px;vertical-align:bottom;text-align:center;">0.98</td> <td data-sheets-numberformat='{"1":2,"2":"0","3":1}' data-sheets-value='{"1":3,"3":28.29}' style="border-bottom:1px solid #000000;overflow:hidden;padding:0px 3px 0px 3px;vertical-align:bottom;text-align:center;">28</td> <td data-sheets-numberformat='{"1":2,"2":"0","3":1}' data-sheets-value='{"1":3,"3":38.28}' style="border-bottom:1px solid #000000;overflow:hidden;padding:0px 3px 0px 3px;vertical-align:bottom;text-align:center;">38</td> <td data-sheets-value='{"1":3,"3":26}' style="border-right:1px solid #000000;border-bottom:1px solid #000000;overflow:hidden;padding:0px 3px 0px 3px;vertical-align:bottom;text-align:center;">26</td> </tr> <tr style="height:20px;"> <td data-sheets-value='{"1":2,"2":"Polycarbonate "}' style="border-left:1px solid #000000;overflow:hidden;padding:0px 3px 0px 3px;vertical-align:bottom;">Polycarbonate </td> <td data-sheets-value='{"1":2,"2":"EW"}' style="overflow:hidden;padding:0px 3px 0px 3px;vertical-align:bottom;">EW</td> <td data-sheets-value='{"1":2,"2":"Clear (A)"}' style="overflow:hidden;padding:0px 3px 0px 3px;vertical-align:bottom;">Clear (A)</td> <td data-sheets-numberformat='{"1":2,"2":"0.00","3":1}' data-sheets-value='{"1":3,"3":1.19}' style="overflow:hidden;padding:0px 3px 0px 3px;vertical-align:bottom;text-align:center;">1.19</td> <td data-sheets-numberformat='{"1":2,"2":"0","3":1}' data-sheets-value='{"1":3,"3":36.08}' style="overflow:hidden;padding:0px 3px 0px 3px;vertical-align:bottom;text-align:center;">36</td> <td data-sheets-numberformat='{"1":2,"2":"0","3":1}' data-sheets-value='{"1":3,"3":54.78}' style="overflow:hidden;padding:0px 3px 0px 3px;vertical-align:bottom;text-align:center;">55</td> <td data-sheets-value='{"1":3,"3":24}' style="border-right:1px solid #000000;overflow:hidden;padding:0px 3px 0px 3px;vertical-align:bottom;text-align:center;">24</td> </tr> <tr style="height:20px;"> <td data-sheets-value='{"1":2,"2":"PC"}' style="border-left:1px solid #000000;overflow:hidden;padding:0px 3px 0px 3px;vertical-align:bottom;">PC</td> <td style="overflow:hidden;padding:0px 3px 0px 3px;vertical-align:bottom;"></td> <td data-sheets-value='{"1":2,"2":"Opal (D)"}' style="overflow:hidden;padding:0px 3px 0px 3px;vertical-align:bottom;">Opal (D)</td> <td data-sheets-numberformat='{"1":2,"2":"0.00","3":1}' data-sheets-value='{"1":3,"3":1.19}' style="overflow:hidden;padding:0px 3px 0px 3px;vertical-align:bottom;text-align:center;">1.19</td> <td data-sheets-numberformat='{"1":2,"2":"0","3":1}' data-sheets-value='{"1":3,"3":23.779999999999998}' style="overflow:hidden;padding:0px 3px 0px 3px;vertical-align:bottom;text-align:center;">24</td> <td data-sheets-numberformat='{"1":2,"2":"0","3":1}' data-sheets-value='{"1":3,"3":39.6}' style="overflow:hidden;padding:0px 3px 0px 3px;vertical-align:bottom;text-align:center;">40</td> <td data-sheets-value='{"1":3,"3":24}' style="border-right:1px solid #000000;overflow:hidden;padding:0px 3px 0px 3px;vertical-align:bottom;text-align:center;">24</td> </tr> <tr style="height:20px;"> <td style="border-left:1px solid #000000;overflow:hidden;padding:0px 3px 0px 3px;vertical-align:bottom;"></td> <td data-sheets-value='{"1":2,"2":"DW"}' style="overflow:hidden;padding:0px 3px 0px 3px;vertical-align:bottom;">DW</td> <td data-sheets-value='{"1":2,"2":"Clear (A/H)"}' style="overflow:hidden;padding:0px 3px 0px 3px;vertical-align:bottom;">Clear (A/H)</td> <td data-sheets-numberformat='{"1":2,"2":"0.00","3":1}' data-sheets-value='{"1":3,"3":0.98}' style="overflow:hidden;padding:0px 3px 0px 3px;vertical-align:bottom;text-align:center;">0.98</td> <td data-sheets-numberformat='{"1":2,"2":"0","3":1}' data-sheets-value='{"1":3,"3":32.39}' style="overflow:hidden;padding:0px 3px 0px 3px;vertical-align:bottom;text-align:center;">32</td> <td data-sheets-numberformat='{"1":2,"2":"0","3":1}' data-sheets-value='{"1":3,"3":47.52}' style="overflow:hidden;padding:0px 3px 0px 3px;vertical-align:bottom;text-align:center;">48</td> <td data-sheets-value='{"1":3,"3":26}' style="border-right:1px solid #000000;overflow:hidden;padding:0px 3px 0px 3px;vertical-align:bottom;text-align:center;">26</td> </tr> <tr style="height:20px;"> <td style="border-left:1px solid #000000;overflow:hidden;padding:0px 3px 0px 3px;vertical-align:bottom;"></td> <td style="overflow:hidden;padding:0px 3px 0px 3px;vertical-align:bottom;"></td> <td data-sheets-value='{"1":2,"2":"Clear (A/A)"}' style="overflow:hidden;padding:0px 3px 0px 3px;vertical-align:bottom;">Clear (A/A)</td> <td data-sheets-numberformat='{"1":2,"2":"0.00","3":1}' data-sheets-value='{"1":3,"3":0.98}' style="overflow:hidden;padding:0px 3px 0px 3px;vertical-align:bottom;text-align:center;">0.98</td> <td data-sheets-numberformat='{"1":2,"2":"0","3":1}' data-sheets-value='{"1":3,"3":31.569999999999997}' style="overflow:hidden;padding:0px 3px 0px 3px;vertical-align:bottom;text-align:center;">32</td> <td data-sheets-numberformat='{"1":2,"2":"0","3":1}' data-sheets-value='{"1":3,"3":45.54}' style="overflow:hidden;padding:0px 3px 0px 3px;vertical-align:bottom;text-align:center;">46</td> <td data-sheets-value='{"1":3,"3":26}' style="border-right:1px solid #000000;overflow:hidden;padding:0px 3px 0px 3px;vertical-align:bottom;text-align:center;">26</td> </tr> <tr style="height:20px;"> <td style="border-left:1px solid #000000;overflow:hidden;padding:0px 3px 0px 3px;vertical-align:bottom;"></td> <td style="overflow:hidden;padding:0px 3px 0px 3px;vertical-align:bottom;"></td> <td data-sheets-value='{"1":2,"2":"Opal (A/O)"}' style="overflow:hidden;padding:0px 3px 0px 3px;vertical-align:bottom;">Opal (A/O)</td> <td data-sheets-numberformat='{"1":2,"2":"0.00","3":1}' data-sheets-value='{"1":3,"3":0.98}' style="overflow:hidden;padding:0px 3px 0px 3px;vertical-align:bottom;text-align:center;">0.98</td> <td data-sheets-numberformat='{"1":2,"2":"0","3":1}' data-sheets-value='{"1":3,"3":29.93}' style="overflow:hidden;padding:0px 3px 0px 3px;vertical-align:bottom;text-align:center;">30</td> <td data-sheets-numberformat='{"1":2,"2":"0","3":1}' data-sheets-value='{"1":3,"3":41.580000000000005}' style="overflow:hidden;padding:0px 3px 0px 3px;vertical-align:bottom;text-align:center;">42</td> <td data-sheets-value='{"1":3,"3":26}' style="border-right:1px solid #000000;overflow:hidden;padding:0px 3px 0px 3px;vertical-align:bottom;text-align:center;">26</td> </tr> <tr style="height:20px;"> <td style="border-bottom:1px solid #000000;border-left:1px solid #000000;overflow:hidden;padding:0px 3px 0px 3px;vertical-align:bottom;"></td> <td style="border-bottom:1px solid #000000;overflow:hidden;padding:0px 3px 0px 3px;vertical-align:bottom;"></td> <td data-sheets-value='{"1":2,"2":"Opal (A/D)"}' style="border-bottom:1px solid #000000;overflow:hidden;padding:0px 3px 0px 3px;vertical-align:bottom;">Opal (A/D)</td> <td data-sheets-numberformat='{"1":2,"2":"0.00","3":1}' data-sheets-value='{"1":3,"3":0.98}' style="border-bottom:1px solid #000000;overflow:hidden;padding:0px 3px 0px 3px;vertical-align:bottom;text-align:center;">0.98</td> <td data-sheets-numberformat='{"1":2,"2":"0","3":1}' data-sheets-value='{"1":3,"3":20.91}' style="border-bottom:1px solid #000000;overflow:hidden;padding:0px 3px 0px 3px;vertical-align:bottom;text-align:center;">21</td> <td data-sheets-numberformat='{"1":2,"2":"0","3":1}' data-sheets-value='{"1":3,"3":33}' style="border-bottom:1px solid #000000;overflow:hidden;padding:0px 3px 0px 3px;vertical-align:bottom;text-align:center;">33</td> <td data-sheets-value='{"1":3,"3":26}' style="border-right:1px solid #000000;border-bottom:1px solid #000000;overflow:hidden;padding:0px 3px 0px 3px;vertical-align:bottom;text-align:center;">26</td> </tr> <tr style="height:20px;"> <td data-sheets-value='{"1":2,"2":"Polycarbonate"}' style="border-left:1px solid #000000;overflow:hidden;padding:0px 3px 0px 3px;vertical-align:bottom;">Polycarbonate</td> <td data-sheets-value='{"1":2,"2":"EW"}' style="overflow:hidden;padding:0px 3px 0px 3px;vertical-align:bottom;">EW</td> <td data-sheets-value='{"1":2,"2":"Heatstop Opal (T)"}' style="overflow:hidden;padding:0px 3px 0px 3px;vertical-align:bottom;">Heatstop Opal (T)</td> <td data-sheets-numberformat='{"1":2,"2":"0.00","3":1}' data-sheets-value='{"1":3,"3":1.19}' style="overflow:hidden;padding:0px 3px 0px 3px;vertical-align:bottom;text-align:center;">1.19</td> <td data-sheets-numberformat='{"1":2,"2":"0","3":1}' data-sheets-value='{"1":3,"3":20.09}' style="overflow:hidden;padding:0px 3px 0px 3px;vertical-align:bottom;text-align:center;">20</td> <td data-sheets-numberformat='{"1":2,"2":"0","3":1}' data-sheets-value='{"1":3,"3":38.940000000000005}' style="overflow:hidden;padding:0px 3px 0px 3px;vertical-align:bottom;text-align:center;">39</td> <td data-sheets-value='{"1":3,"3":24}' style="border-right:1px solid #000000;overflow:hidden;padding:0px 3px 0px 3px;vertical-align:bottom;text-align:center;">24</td> </tr> <tr style="height:20px;"> <td data-sheets-value='{"1":2,"2":"Heatstop PC"}' style="border-left:1px solid #000000;overflow:hidden;padding:0px 3px 0px 3px;vertical-align:bottom;">Heatstop PC</td> <td data-sheets-value='{"1":2,"2":"DW"}' style="overflow:hidden;padding:0px 3px 0px 3px;vertical-align:bottom;">DW</td> <td data-sheets-value='{"1":2,"2":"Clear (T/H)"}' style="overflow:hidden;padding:0px 3px 0px 3px;vertical-align:bottom;">Clear (T/H)</td> <td data-sheets-numberformat='{"1":2,"2":"0.00","3":1}' data-sheets-value='{"1":3,"3":0.98}' style="overflow:hidden;padding:0px 3px 0px 3px;vertical-align:bottom;text-align:center;">0.98</td> <td data-sheets-numberformat='{"1":2,"2":"0","3":1}' data-sheets-value='{"1":3,"3":18.04}' style="overflow:hidden;padding:0px 3px 0px 3px;vertical-align:bottom;text-align:center;">18</td> <td data-sheets-numberformat='{"1":2,"2":"0","3":1}' data-sheets-value='{"1":3,"3":33.660000000000004}' style="overflow:hidden;padding:0px 3px 0px 3px;vertical-align:bottom;text-align:center;">34</td> <td data-sheets-value='{"1":3,"3":26}' style="border-right:1px solid #000000;overflow:hidden;padding:0px 3px 0px 3px;vertical-align:bottom;text-align:center;">26</td> </tr> <tr style="height:20px;"> <td style="border-bottom:1px solid #000000;border-left:1px solid #000000;overflow:hidden;padding:0px 3px 0px 3px;vertical-align:bottom;"></td> <td style="border-bottom:1px solid #000000;overflow:hidden;padding:0px 3px 0px 3px;vertical-align:bottom;"></td> <td data-sheets-value='{"1":2,"2":"Opal (T/O)"}' style="border-bottom:1px solid #000000;overflow:hidden;padding:0px 3px 0px 3px;vertical-align:bottom;">Opal (T/O)</td> <td data-sheets-numberformat='{"1":2,"2":"0.00","3":1}' data-sheets-value='{"1":3,"3":0.98}' style="border-bottom:1px solid #000000;overflow:hidden;padding:0px 3px 0px 3px;vertical-align:bottom;text-align:center;">0.98</td> <td data-sheets-numberformat='{"1":2,"2":"0","3":1}' data-sheets-value='{"1":3,"3":16.81}' style="border-bottom:1px solid #000000;overflow:hidden;padding:0px 3px 0px 3px;vertical-align:bottom;text-align:center;">17</td> <td data-sheets-numberformat='{"1":2,"2":"0","3":1}' data-sheets-value='{"1":3,"3":29.700000000000003}' style="border-bottom:1px solid #000000;overflow:hidden;padding:0px 3px 0px 3px;vertical-align:bottom;text-align:center;">30</td> <td data-sheets-value='{"1":3,"3":26}' style="border-right:1px solid #000000;border-bottom:1px solid #000000;overflow:hidden;padding:0px 3px 0px 3px;vertical-align:bottom;text-align:center;">26</td> </tr> </tbody></table> | skylux-160-ce-met-koepel-en-metaalopstand-met-lm-motor-pvc-raam-type-ep25-en-windvang-0900-x-1500-mm | 8585998467405 | 46872277025101
Smoke and heat exhaust (SHEV) | SHE system | Skylux | Skylux 160° CE with skylight and metal curb with LM-actuator, PVC frame type EP25 and spoiler 1000 x 1000 mm |  | 50929 | 5412970509295 | 4039 | Yes | 30-45 | 80.1 | 1000 x 1000 mm | 1000 | 1000 |  | metal curb M30 (30 cm high) | Square | 1.19 W/m²K - 0.98 W/m²K | 57% - 30% | 37% - 17% | 24dB - 26dB | 160° CE (for industry) | PVC frame EP25 | with spoiler | E | Single actuator | Maximum double-walled skylight possible for this product | Ut-value LT-value g-value Rw-value EN 1873 : 2014 EN ISO 13468 EN 16153 EN 410 EN 410 EN ISO 140-3 Material Walls Shells (W/m²K) (%) (%) (dB) Acrylic EW Clear (H) 1.19 37 57 24 PMMA Opal (O) 1.19 34 50 24 DW Clear (H/H) 0.98 33 50 26 Opal (O/O) 0.98 28 38 26 Polycarbonate EW Clear (A) 1.19 36 55 24 PC Opal (D) 1.19 24 40 24 DW Clear (A/H) 0.98 32 48 26 Clear (A/A) 0.98 32 46 26 Opal (A/O) 0.98 30 42 26 Opal (A/D) 0.98 21 33 26 Polycarbonate EW Heatstop Opal (T) 1.19 20 39 24 Heatstop PC DW Clear (T/H) 0.98 18 34 26 Opal (T/O) 0.98 17 30 26 | https://skylux.eu/en/products/skylux-160-ce-met-koepel-en-metaalopstand-met-lm-motor-pvc-raam-type-ep25-en-windvang-1000-x-1000-mm | https://skylux.eu/cdn/shop/files/Skylux-160deg-CE-met-koepel-en-metaalopstand-met-LM-motor-pvc-raam-type-EP25-en-windvang-1000-x-1000-mm-RWA-systeem.jpg?v=1702977060&width=1600 | https://skylux.eu/cdn/shop/files/e5a82811-1bb0-48e4-a776-cacb59c7c092_a538fcdf-3218-499f-955a-22987b377aac.jpg?v=1688550279&width=1600 | //skylux.eu/cdn/shop/files/E_MH_Mounting_instructions_Skylux_160_CE_LM.pdf?v=12406716259046007223 | //skylux.eu/cdn/shop/files/E_TD_Technical_File_Skylux_Skylux_160_CE_Electric.pdf?v=3667116872303399239 | <style type="text/css" id="isPasted"><!--td {border: 1px solid #cccccc;}br {mso-data-placement:same-cell;}--></style><table border="1" cellpadding="0" cellspacing="0" dir="ltr" style="table-layout:fixed;font-size:10pt;font-family:Arial;border-collapse:collapse;border:none;"><tbody> <tr style="height:20px;"> <td style="overflow:hidden;padding:0px 3px 0px 3px;vertical-align:bottom;"></td> <td style="overflow:hidden;padding:0px 3px 0px 3px;vertical-align:bottom;"></td> <td style="overflow:hidden;padding:0px 3px 0px 3px;vertical-align:bottom;"></td> <td data-sheets-value='{"1":2,"2":"Ut-value"}' style="overflow:hidden;padding:0px 3px 0px 3px;vertical-align:bottom;font-weight:bold;text-align:center;">Ut-value</td> <td data-sheets-value='{"1":2,"2":"LT-value"}' style="overflow:hidden;padding:0px 3px 0px 3px;vertical-align:bottom;font-weight:bold;text-align:center;">LT-value</td> <td data-sheets-value='{"1":2,"2":"g-value"}' style="overflow:hidden;padding:0px 3px 0px 3px;vertical-align:bottom;font-weight:bold;text-align:center;">g-value</td> <td data-sheets-value='{"1":2,"2":"Rw-value "}' style="overflow:hidden;padding:0px 3px 0px 3px;vertical-align:bottom;font-weight:bold;text-align:center;">Rw-value </td> </tr> <tr style="height:20px;"> <td style="overflow:hidden;padding:0px 3px 0px 3px;vertical-align:bottom;"></td> <td style="overflow:hidden;padding:0px 3px 0px 3px;vertical-align:bottom;"></td> <td style="overflow:hidden;padding:0px 3px 0px 3px;vertical-align:bottom;"></td> <td data-sheets-numberformat='{"1":2,"2":"0.00","3":1}' data-sheets-value='{"1":2,"2":"EN 1873 : 2014"}' style="overflow:hidden;padding:0px 3px 0px 3px;vertical-align:bottom;text-align:center;">EN 1873 : 2014</td> <td data-sheets-numberformat='{"1":2,"2":"0","3":1}' data-sheets-value='{"1":2,"2":"EN ISO 13468 EN 16153 EN 410"}' style="overflow:hidden;padding:0px 3px 0px 3px;vertical-align:bottom;text-align:center;">EN ISO 13468 EN 16153 EN 410</td> <td data-sheets-numberformat='{"1":2,"2":"0","3":1}' data-sheets-value='{"1":2,"2":"EN 410"}' style="overflow:hidden;padding:0px 3px 0px 3px;vertical-align:bottom;text-align:center;">EN 410</td> <td data-sheets-value='{"1":2,"2":"EN ISO 140-3\t\t"}' style="overflow:hidden;padding:0px 3px 0px 3px;vertical-align:bottom;text-align:center;">EN ISO 140-3 </td> </tr> <tr style="height:20px;"> <td data-sheets-value='{"1":2,"2":"Material"}' style="border-bottom:1px solid #000000;overflow:hidden;padding:0px 3px 0px 3px;vertical-align:bottom;background-color:#000000;font-weight:bold;color:#ffffff;">Material</td> <td data-sheets-value='{"1":2,"2":"Walls"}' style="border-bottom:1px solid #000000;overflow:hidden;padding:0px 3px 0px 3px;vertical-align:bottom;background-color:#000000;font-weight:bold;color:#ffffff;">Walls</td> <td data-sheets-value='{"1":2,"2":"Shells"}' style="border-bottom:1px solid #000000;overflow:hidden;padding:0px 3px 0px 3px;vertical-align:bottom;background-color:#000000;font-weight:bold;color:#ffffff;">Shells</td> <td data-sheets-numberformat='{"1":2,"2":"0.00","3":1}' data-sheets-value='{"1":2,"2":"(W/m²K)\t"}' style="border-bottom:1px solid #000000;overflow:hidden;padding:0px 3px 0px 3px;vertical-align:bottom;background-color:#000000;font-weight:bold;color:#ffffff;text-align:center;">(W/m²K) </td> <td data-sheets-numberformat='{"1":2,"2":"0","3":1}' data-sheets-value='{"1":2,"2":"(%)"}' style="border-bottom:1px solid #000000;overflow:hidden;padding:0px 3px 0px 3px;vertical-align:bottom;background-color:#000000;font-weight:bold;color:#ffffff;text-align:center;">(%)</td> <td data-sheets-numberformat='{"1":2,"2":"0","3":1}' data-sheets-value='{"1":2,"2":"(%)"}' style="border-bottom:1px solid #000000;overflow:hidden;padding:0px 3px 0px 3px;vertical-align:bottom;background-color:#000000;font-weight:bold;color:#ffffff;text-align:center;">(%)</td> <td data-sheets-value='{"1":2,"2":"(dB)"}' style="border-bottom:1px solid #000000;overflow:hidden;padding:0px 3px 0px 3px;vertical-align:bottom;background-color:#000000;font-weight:bold;color:#ffffff;text-align:center;">(dB)</td> </tr> <tr style="height:20px;"> <td data-sheets-value='{"1":2,"2":"Acrylic"}' style="border-left:1px solid #000000;overflow:hidden;padding:0px 3px 0px 3px;vertical-align:bottom;">Acrylic</td> <td data-sheets-value='{"1":2,"2":"EW"}' style="overflow:hidden;padding:0px 3px 0px 3px;vertical-align:bottom;">EW</td> <td data-sheets-value='{"1":2,"2":"Clear (H)"}' style="overflow:hidden;padding:0px 3px 0px 3px;vertical-align:bottom;">Clear (H)</td> <td data-sheets-numberformat='{"1":2,"2":"0.00","3":1}' data-sheets-value='{"1":3,"3":1.19}' style="overflow:hidden;padding:0px 3px 0px 3px;vertical-align:bottom;text-align:center;">1.19</td> <td data-sheets-numberformat='{"1":2,"2":"0","3":1}' data-sheets-value='{"1":3,"3":36.9}' style="overflow:hidden;padding:0px 3px 0px 3px;vertical-align:bottom;text-align:center;">37</td> <td data-sheets-numberformat='{"1":2,"2":"0","3":1}' data-sheets-value='{"1":3,"3":57.42}' style="overflow:hidden;padding:0px 3px 0px 3px;vertical-align:bottom;text-align:center;">57</td> <td data-sheets-value='{"1":3,"3":24}' style="border-right:1px solid #000000;overflow:hidden;padding:0px 3px 0px 3px;vertical-align:bottom;text-align:center;">24</td> </tr> <tr style="height:20px;"> <td data-sheets-value='{"1":2,"2":"PMMA"}' style="border-left:1px solid #000000;overflow:hidden;padding:0px 3px 0px 3px;vertical-align:bottom;">PMMA</td> <td style="overflow:hidden;padding:0px 3px 0px 3px;vertical-align:bottom;"></td> <td data-sheets-value='{"1":2,"2":"Opal (O)"}' style="overflow:hidden;padding:0px 3px 0px 3px;vertical-align:bottom;">Opal (O)</td> <td data-sheets-numberformat='{"1":2,"2":"0.00","3":1}' data-sheets-value='{"1":3,"3":1.19}' style="overflow:hidden;padding:0px 3px 0px 3px;vertical-align:bottom;text-align:center;">1.19</td> <td data-sheets-numberformat='{"1":2,"2":"0","3":1}' data-sheets-value='{"1":3,"3":34.03}' style="overflow:hidden;padding:0px 3px 0px 3px;vertical-align:bottom;text-align:center;">34</td> <td data-sheets-numberformat='{"1":2,"2":"0","3":1}' data-sheets-value='{"1":3,"3":50.160000000000004}' style="overflow:hidden;padding:0px 3px 0px 3px;vertical-align:bottom;text-align:center;">50</td> <td data-sheets-value='{"1":3,"3":24}' style="border-right:1px solid #000000;overflow:hidden;padding:0px 3px 0px 3px;vertical-align:bottom;text-align:center;">24</td> </tr> <tr style="height:20px;"> <td style="border-left:1px solid #000000;overflow:hidden;padding:0px 3px 0px 3px;vertical-align:bottom;"></td> <td data-sheets-value='{"1":2,"2":"DW"}' style="overflow:hidden;padding:0px 3px 0px 3px;vertical-align:bottom;">DW</td> <td data-sheets-value='{"1":2,"2":"Clear (H/H)"}' style="overflow:hidden;padding:0px 3px 0px 3px;vertical-align:bottom;">Clear (H/H)</td> <td data-sheets-numberformat='{"1":2,"2":"0.00","3":1}' data-sheets-value='{"1":3,"3":0.98}' style="overflow:hidden;padding:0px 3px 0px 3px;vertical-align:bottom;text-align:center;">0.98</td> <td data-sheets-numberformat='{"1":2,"2":"0","3":1}' data-sheets-value='{"1":3,"3":33.21}' style="overflow:hidden;padding:0px 3px 0px 3px;vertical-align:bottom;text-align:center;">33</td> <td data-sheets-numberformat='{"1":2,"2":"0","3":1}' data-sheets-value='{"1":3,"3":49.5}' style="overflow:hidden;padding:0px 3px 0px 3px;vertical-align:bottom;text-align:center;">50</td> <td data-sheets-value='{"1":3,"3":26}' style="border-right:1px solid #000000;overflow:hidden;padding:0px 3px 0px 3px;vertical-align:bottom;text-align:center;">26</td> </tr> <tr style="height:20px;"> <td style="border-bottom:1px solid #000000;border-left:1px solid #000000;overflow:hidden;padding:0px 3px 0px 3px;vertical-align:bottom;"></td> <td style="border-bottom:1px solid #000000;overflow:hidden;padding:0px 3px 0px 3px;vertical-align:bottom;"></td> <td data-sheets-value='{"1":2,"2":"Opal (O/O)"}' style="border-bottom:1px solid #000000;overflow:hidden;padding:0px 3px 0px 3px;vertical-align:bottom;">Opal (O/O)</td> <td data-sheets-numberformat='{"1":2,"2":"0.00","3":1}' data-sheets-value='{"1":3,"3":0.98}' style="border-bottom:1px solid #000000;overflow:hidden;padding:0px 3px 0px 3px;vertical-align:bottom;text-align:center;">0.98</td> <td data-sheets-numberformat='{"1":2,"2":"0","3":1}' data-sheets-value='{"1":3,"3":28.29}' style="border-bottom:1px solid #000000;overflow:hidden;padding:0px 3px 0px 3px;vertical-align:bottom;text-align:center;">28</td> <td data-sheets-numberformat='{"1":2,"2":"0","3":1}' data-sheets-value='{"1":3,"3":38.28}' style="border-bottom:1px solid #000000;overflow:hidden;padding:0px 3px 0px 3px;vertical-align:bottom;text-align:center;">38</td> <td data-sheets-value='{"1":3,"3":26}' style="border-right:1px solid #000000;border-bottom:1px solid #000000;overflow:hidden;padding:0px 3px 0px 3px;vertical-align:bottom;text-align:center;">26</td> </tr> <tr style="height:20px;"> <td data-sheets-value='{"1":2,"2":"Polycarbonate "}' style="border-left:1px solid #000000;overflow:hidden;padding:0px 3px 0px 3px;vertical-align:bottom;">Polycarbonate </td> <td data-sheets-value='{"1":2,"2":"EW"}' style="overflow:hidden;padding:0px 3px 0px 3px;vertical-align:bottom;">EW</td> <td data-sheets-value='{"1":2,"2":"Clear (A)"}' style="overflow:hidden;padding:0px 3px 0px 3px;vertical-align:bottom;">Clear (A)</td> <td data-sheets-numberformat='{"1":2,"2":"0.00","3":1}' data-sheets-value='{"1":3,"3":1.19}' style="overflow:hidden;padding:0px 3px 0px 3px;vertical-align:bottom;text-align:center;">1.19</td> <td data-sheets-numberformat='{"1":2,"2":"0","3":1}' data-sheets-value='{"1":3,"3":36.08}' style="overflow:hidden;padding:0px 3px 0px 3px;vertical-align:bottom;text-align:center;">36</td> <td data-sheets-numberformat='{"1":2,"2":"0","3":1}' data-sheets-value='{"1":3,"3":54.78}' style="overflow:hidden;padding:0px 3px 0px 3px;vertical-align:bottom;text-align:center;">55</td> <td data-sheets-value='{"1":3,"3":24}' style="border-right:1px solid #000000;overflow:hidden;padding:0px 3px 0px 3px;vertical-align:bottom;text-align:center;">24</td> </tr> <tr style="height:20px;"> <td data-sheets-value='{"1":2,"2":"PC"}' style="border-left:1px solid #000000;overflow:hidden;padding:0px 3px 0px 3px;vertical-align:bottom;">PC</td> <td style="overflow:hidden;padding:0px 3px 0px 3px;vertical-align:bottom;"></td> <td data-sheets-value='{"1":2,"2":"Opal (D)"}' style="overflow:hidden;padding:0px 3px 0px 3px;vertical-align:bottom;">Opal (D)</td> <td data-sheets-numberformat='{"1":2,"2":"0.00","3":1}' data-sheets-value='{"1":3,"3":1.19}' style="overflow:hidden;padding:0px 3px 0px 3px;vertical-align:bottom;text-align:center;">1.19</td> <td data-sheets-numberformat='{"1":2,"2":"0","3":1}' data-sheets-value='{"1":3,"3":23.779999999999998}' style="overflow:hidden;padding:0px 3px 0px 3px;vertical-align:bottom;text-align:center;">24</td> <td data-sheets-numberformat='{"1":2,"2":"0","3":1}' data-sheets-value='{"1":3,"3":39.6}' style="overflow:hidden;padding:0px 3px 0px 3px;vertical-align:bottom;text-align:center;">40</td> <td data-sheets-value='{"1":3,"3":24}' style="border-right:1px solid #000000;overflow:hidden;padding:0px 3px 0px 3px;vertical-align:bottom;text-align:center;">24</td> </tr> <tr style="height:20px;"> <td style="border-left:1px solid #000000;overflow:hidden;padding:0px 3px 0px 3px;vertical-align:bottom;"></td> <td data-sheets-value='{"1":2,"2":"DW"}' style="overflow:hidden;padding:0px 3px 0px 3px;vertical-align:bottom;">DW</td> <td data-sheets-value='{"1":2,"2":"Clear (A/H)"}' style="overflow:hidden;padding:0px 3px 0px 3px;vertical-align:bottom;">Clear (A/H)</td> <td data-sheets-numberformat='{"1":2,"2":"0.00","3":1}' data-sheets-value='{"1":3,"3":0.98}' style="overflow:hidden;padding:0px 3px 0px 3px;vertical-align:bottom;text-align:center;">0.98</td> <td data-sheets-numberformat='{"1":2,"2":"0","3":1}' data-sheets-value='{"1":3,"3":32.39}' style="overflow:hidden;padding:0px 3px 0px 3px;vertical-align:bottom;text-align:center;">32</td> <td data-sheets-numberformat='{"1":2,"2":"0","3":1}' data-sheets-value='{"1":3,"3":47.52}' style="overflow:hidden;padding:0px 3px 0px 3px;vertical-align:bottom;text-align:center;">48</td> <td data-sheets-value='{"1":3,"3":26}' style="border-right:1px solid #000000;overflow:hidden;padding:0px 3px 0px 3px;vertical-align:bottom;text-align:center;">26</td> </tr> <tr style="height:20px;"> <td style="border-left:1px solid #000000;overflow:hidden;padding:0px 3px 0px 3px;vertical-align:bottom;"></td> <td style="overflow:hidden;padding:0px 3px 0px 3px;vertical-align:bottom;"></td> <td data-sheets-value='{"1":2,"2":"Clear (A/A)"}' style="overflow:hidden;padding:0px 3px 0px 3px;vertical-align:bottom;">Clear (A/A)</td> <td data-sheets-numberformat='{"1":2,"2":"0.00","3":1}' data-sheets-value='{"1":3,"3":0.98}' style="overflow:hidden;padding:0px 3px 0px 3px;vertical-align:bottom;text-align:center;">0.98</td> <td data-sheets-numberformat='{"1":2,"2":"0","3":1}' data-sheets-value='{"1":3,"3":31.569999999999997}' style="overflow:hidden;padding:0px 3px 0px 3px;vertical-align:bottom;text-align:center;">32</td> <td data-sheets-numberformat='{"1":2,"2":"0","3":1}' data-sheets-value='{"1":3,"3":45.54}' style="overflow:hidden;padding:0px 3px 0px 3px;vertical-align:bottom;text-align:center;">46</td> <td data-sheets-value='{"1":3,"3":26}' style="border-right:1px solid #000000;overflow:hidden;padding:0px 3px 0px 3px;vertical-align:bottom;text-align:center;">26</td> </tr> <tr style="height:20px;"> <td style="border-left:1px solid #000000;overflow:hidden;padding:0px 3px 0px 3px;vertical-align:bottom;"></td> <td style="overflow:hidden;padding:0px 3px 0px 3px;vertical-align:bottom;"></td> <td data-sheets-value='{"1":2,"2":"Opal (A/O)"}' style="overflow:hidden;padding:0px 3px 0px 3px;vertical-align:bottom;">Opal (A/O)</td> <td data-sheets-numberformat='{"1":2,"2":"0.00","3":1}' data-sheets-value='{"1":3,"3":0.98}' style="overflow:hidden;padding:0px 3px 0px 3px;vertical-align:bottom;text-align:center;">0.98</td> <td data-sheets-numberformat='{"1":2,"2":"0","3":1}' data-sheets-value='{"1":3,"3":29.93}' style="overflow:hidden;padding:0px 3px 0px 3px;vertical-align:bottom;text-align:center;">30</td> <td data-sheets-numberformat='{"1":2,"2":"0","3":1}' data-sheets-value='{"1":3,"3":41.580000000000005}' style="overflow:hidden;padding:0px 3px 0px 3px;vertical-align:bottom;text-align:center;">42</td> <td data-sheets-value='{"1":3,"3":26}' style="border-right:1px solid #000000;overflow:hidden;padding:0px 3px 0px 3px;vertical-align:bottom;text-align:center;">26</td> </tr> <tr style="height:20px;"> <td style="border-bottom:1px solid #000000;border-left:1px solid #000000;overflow:hidden;padding:0px 3px 0px 3px;vertical-align:bottom;"></td> <td style="border-bottom:1px solid #000000;overflow:hidden;padding:0px 3px 0px 3px;vertical-align:bottom;"></td> <td data-sheets-value='{"1":2,"2":"Opal (A/D)"}' style="border-bottom:1px solid #000000;overflow:hidden;padding:0px 3px 0px 3px;vertical-align:bottom;">Opal (A/D)</td> <td data-sheets-numberformat='{"1":2,"2":"0.00","3":1}' data-sheets-value='{"1":3,"3":0.98}' style="border-bottom:1px solid #000000;overflow:hidden;padding:0px 3px 0px 3px;vertical-align:bottom;text-align:center;">0.98</td> <td data-sheets-numberformat='{"1":2,"2":"0","3":1}' data-sheets-value='{"1":3,"3":20.91}' style="border-bottom:1px solid #000000;overflow:hidden;padding:0px 3px 0px 3px;vertical-align:bottom;text-align:center;">21</td> <td data-sheets-numberformat='{"1":2,"2":"0","3":1}' data-sheets-value='{"1":3,"3":33}' style="border-bottom:1px solid #000000;overflow:hidden;padding:0px 3px 0px 3px;vertical-align:bottom;text-align:center;">33</td> <td data-sheets-value='{"1":3,"3":26}' style="border-right:1px solid #000000;border-bottom:1px solid #000000;overflow:hidden;padding:0px 3px 0px 3px;vertical-align:bottom;text-align:center;">26</td> </tr> <tr style="height:20px;"> <td data-sheets-value='{"1":2,"2":"Polycarbonate"}' style="border-left:1px solid #000000;overflow:hidden;padding:0px 3px 0px 3px;vertical-align:bottom;">Polycarbonate</td> <td data-sheets-value='{"1":2,"2":"EW"}' style="overflow:hidden;padding:0px 3px 0px 3px;vertical-align:bottom;">EW</td> <td data-sheets-value='{"1":2,"2":"Heatstop Opal (T)"}' style="overflow:hidden;padding:0px 3px 0px 3px;vertical-align:bottom;">Heatstop Opal (T)</td> <td data-sheets-numberformat='{"1":2,"2":"0.00","3":1}' data-sheets-value='{"1":3,"3":1.19}' style="overflow:hidden;padding:0px 3px 0px 3px;vertical-align:bottom;text-align:center;">1.19</td> <td data-sheets-numberformat='{"1":2,"2":"0","3":1}' data-sheets-value='{"1":3,"3":20.09}' style="overflow:hidden;padding:0px 3px 0px 3px;vertical-align:bottom;text-align:center;">20</td> <td data-sheets-numberformat='{"1":2,"2":"0","3":1}' data-sheets-value='{"1":3,"3":38.940000000000005}' style="overflow:hidden;padding:0px 3px 0px 3px;vertical-align:bottom;text-align:center;">39</td> <td data-sheets-value='{"1":3,"3":24}' style="border-right:1px solid #000000;overflow:hidden;padding:0px 3px 0px 3px;vertical-align:bottom;text-align:center;">24</td> </tr> <tr style="height:20px;"> <td data-sheets-value='{"1":2,"2":"Heatstop PC"}' style="border-left:1px solid #000000;overflow:hidden;padding:0px 3px 0px 3px;vertical-align:bottom;">Heatstop PC</td> <td data-sheets-value='{"1":2,"2":"DW"}' style="overflow:hidden;padding:0px 3px 0px 3px;vertical-align:bottom;">DW</td> <td data-sheets-value='{"1":2,"2":"Clear (T/H)"}' style="overflow:hidden;padding:0px 3px 0px 3px;vertical-align:bottom;">Clear (T/H)</td> <td data-sheets-numberformat='{"1":2,"2":"0.00","3":1}' data-sheets-value='{"1":3,"3":0.98}' style="overflow:hidden;padding:0px 3px 0px 3px;vertical-align:bottom;text-align:center;">0.98</td> <td data-sheets-numberformat='{"1":2,"2":"0","3":1}' data-sheets-value='{"1":3,"3":18.04}' style="overflow:hidden;padding:0px 3px 0px 3px;vertical-align:bottom;text-align:center;">18</td> <td data-sheets-numberformat='{"1":2,"2":"0","3":1}' data-sheets-value='{"1":3,"3":33.660000000000004}' style="overflow:hidden;padding:0px 3px 0px 3px;vertical-align:bottom;text-align:center;">34</td> <td data-sheets-value='{"1":3,"3":26}' style="border-right:1px solid #000000;overflow:hidden;padding:0px 3px 0px 3px;vertical-align:bottom;text-align:center;">26</td> </tr> <tr style="height:20px;"> <td style="border-bottom:1px solid #000000;border-left:1px solid #000000;overflow:hidden;padding:0px 3px 0px 3px;vertical-align:bottom;"></td> <td style="border-bottom:1px solid #000000;overflow:hidden;padding:0px 3px 0px 3px;vertical-align:bottom;"></td> <td data-sheets-value='{"1":2,"2":"Opal (T/O)"}' style="border-bottom:1px solid #000000;overflow:hidden;padding:0px 3px 0px 3px;vertical-align:bottom;">Opal (T/O)</td> <td data-sheets-numberformat='{"1":2,"2":"0.00","3":1}' data-sheets-value='{"1":3,"3":0.98}' style="border-bottom:1px solid #000000;overflow:hidden;padding:0px 3px 0px 3px;vertical-align:bottom;text-align:center;">0.98</td> <td data-sheets-numberformat='{"1":2,"2":"0","3":1}' data-sheets-value='{"1":3,"3":16.81}' style="border-bottom:1px solid #000000;overflow:hidden;padding:0px 3px 0px 3px;vertical-align:bottom;text-align:center;">17</td> <td data-sheets-numberformat='{"1":2,"2":"0","3":1}' data-sheets-value='{"1":3,"3":29.700000000000003}' style="border-bottom:1px solid #000000;overflow:hidden;padding:0px 3px 0px 3px;vertical-align:bottom;text-align:center;">30</td> <td data-sheets-value='{"1":3,"3":26}' style="border-right:1px solid #000000;border-bottom:1px solid #000000;overflow:hidden;padding:0px 3px 0px 3px;vertical-align:bottom;text-align:center;">26</td> </tr> </tbody></table> | skylux-160-ce-met-koepel-en-metaalopstand-met-lm-motor-pvc-raam-type-ep25-en-windvang-1000-x-1000-mm | 8585998565709 | 46872277156173
Smoke and heat exhaust (SHEV) | SHE system | Skylux | Skylux 160° CE with skylight and metal curb with LM-actuator, PVC frame type EP25 and spoiler 1000 x 1300 mm |  | 50930 | 5412970509301 | 4274.95 | Yes | 30-45 | 88.9 | 1000 x 1300 mm | 1300 | 1000 |  | metal curb M30 (30 cm high) | Rectangular | 1.19 W/m²K - 0.98 W/m²K | 57% - 30% | 37% - 17% | 24dB - 26dB | 160° CE (for industry) | PVC frame EP25 | with spoiler | E | Single actuator | Maximum double-walled skylight possible for this product | Ut-value LT-value g-value Rw-value EN 1873 : 2014 EN ISO 13468 EN 16153 EN 410 EN 410 EN ISO 140-3 Material Walls Shells (W/m²K) (%) (%) (dB) Acrylic EW Clear (H) 1.19 37 57 24 PMMA Opal (O) 1.19 34 50 24 DW Clear (H/H) 0.98 33 50 26 Opal (O/O) 0.98 28 38 26 Polycarbonate EW Clear (A) 1.19 36 55 24 PC Opal (D) 1.19 24 40 24 DW Clear (A/H) 0.98 32 48 26 Clear (A/A) 0.98 32 46 26 Opal (A/O) 0.98 30 42 26 Opal (A/D) 0.98 21 33 26 Polycarbonate EW Heatstop Opal (T) 1.19 20 39 24 Heatstop PC DW Clear (T/H) 0.98 18 34 26 Opal (T/O) 0.98 17 30 26 | https://skylux.eu/en/products/skylux-160-ce-met-koepel-en-metaalopstand-met-lm-motor-pvc-raam-type-ep25-en-windvang-1000-x-1300-mm | https://skylux.eu/cdn/shop/files/Skylux-160deg-CE-met-koepel-en-metaalopstand-met-LM-motor-pvc-raam-type-EP25-en-windvang-1000-x-1300-mm-RWA-systeem.jpg?v=1702977065&width=1600 | https://skylux.eu/cdn/shop/files/e5a82811-1bb0-48e4-a776-cacb59c7c092_3b2b67bb-ad05-435f-9077-f5567c24b6bf.jpg?v=1688550280&width=1600 | //skylux.eu/cdn/shop/files/E_MH_Mounting_instructions_Skylux_160_CE_LM.pdf?v=12406716259046007223 | //skylux.eu/cdn/shop/files/E_TD_Technical_File_Skylux_Skylux_160_CE_Electric.pdf?v=3667116872303399239 | <style type="text/css" id="isPasted"><!--td {border: 1px solid #cccccc;}br {mso-data-placement:same-cell;}--></style><table border="1" cellpadding="0" cellspacing="0" dir="ltr" style="table-layout:fixed;font-size:10pt;font-family:Arial;border-collapse:collapse;border:none;"><tbody> <tr style="height:20px;"> <td style="overflow:hidden;padding:0px 3px 0px 3px;vertical-align:bottom;"></td> <td style="overflow:hidden;padding:0px 3px 0px 3px;vertical-align:bottom;"></td> <td style="overflow:hidden;padding:0px 3px 0px 3px;vertical-align:bottom;"></td> <td data-sheets-value='{"1":2,"2":"Ut-value"}' style="overflow:hidden;padding:0px 3px 0px 3px;vertical-align:bottom;font-weight:bold;text-align:center;">Ut-value</td> <td data-sheets-value='{"1":2,"2":"LT-value"}' style="overflow:hidden;padding:0px 3px 0px 3px;vertical-align:bottom;font-weight:bold;text-align:center;">LT-value</td> <td data-sheets-value='{"1":2,"2":"g-value"}' style="overflow:hidden;padding:0px 3px 0px 3px;vertical-align:bottom;font-weight:bold;text-align:center;">g-value</td> <td data-sheets-value='{"1":2,"2":"Rw-value "}' style="overflow:hidden;padding:0px 3px 0px 3px;vertical-align:bottom;font-weight:bold;text-align:center;">Rw-value </td> </tr> <tr style="height:20px;"> <td style="overflow:hidden;padding:0px 3px 0px 3px;vertical-align:bottom;"></td> <td style="overflow:hidden;padding:0px 3px 0px 3px;vertical-align:bottom;"></td> <td style="overflow:hidden;padding:0px 3px 0px 3px;vertical-align:bottom;"></td> <td data-sheets-numberformat='{"1":2,"2":"0.00","3":1}' data-sheets-value='{"1":2,"2":"EN 1873 : 2014"}' style="overflow:hidden;padding:0px 3px 0px 3px;vertical-align:bottom;text-align:center;">EN 1873 : 2014</td> <td data-sheets-numberformat='{"1":2,"2":"0","3":1}' data-sheets-value='{"1":2,"2":"EN ISO 13468 EN 16153 EN 410"}' style="overflow:hidden;padding:0px 3px 0px 3px;vertical-align:bottom;text-align:center;">EN ISO 13468 EN 16153 EN 410</td> <td data-sheets-numberformat='{"1":2,"2":"0","3":1}' data-sheets-value='{"1":2,"2":"EN 410"}' style="overflow:hidden;padding:0px 3px 0px 3px;vertical-align:bottom;text-align:center;">EN 410</td> <td data-sheets-value='{"1":2,"2":"EN ISO 140-3\t\t"}' style="overflow:hidden;padding:0px 3px 0px 3px;vertical-align:bottom;text-align:center;">EN ISO 140-3 </td> </tr> <tr style="height:20px;"> <td data-sheets-value='{"1":2,"2":"Material"}' style="border-bottom:1px solid #000000;overflow:hidden;padding:0px 3px 0px 3px;vertical-align:bottom;background-color:#000000;font-weight:bold;color:#ffffff;">Material</td> <td data-sheets-value='{"1":2,"2":"Walls"}' style="border-bottom:1px solid #000000;overflow:hidden;padding:0px 3px 0px 3px;vertical-align:bottom;background-color:#000000;font-weight:bold;color:#ffffff;">Walls</td> <td data-sheets-value='{"1":2,"2":"Shells"}' style="border-bottom:1px solid #000000;overflow:hidden;padding:0px 3px 0px 3px;vertical-align:bottom;background-color:#000000;font-weight:bold;color:#ffffff;">Shells</td> <td data-sheets-numberformat='{"1":2,"2":"0.00","3":1}' data-sheets-value='{"1":2,"2":"(W/m²K)\t"}' style="border-bottom:1px solid #000000;overflow:hidden;padding:0px 3px 0px 3px;vertical-align:bottom;background-color:#000000;font-weight:bold;color:#ffffff;text-align:center;">(W/m²K) </td> <td data-sheets-numberformat='{"1":2,"2":"0","3":1}' data-sheets-value='{"1":2,"2":"(%)"}' style="border-bottom:1px solid #000000;overflow:hidden;padding:0px 3px 0px 3px;vertical-align:bottom;background-color:#000000;font-weight:bold;color:#ffffff;text-align:center;">(%)</td> <td data-sheets-numberformat='{"1":2,"2":"0","3":1}' data-sheets-value='{"1":2,"2":"(%)"}' style="border-bottom:1px solid #000000;overflow:hidden;padding:0px 3px 0px 3px;vertical-align:bottom;background-color:#000000;font-weight:bold;color:#ffffff;text-align:center;">(%)</td> <td data-sheets-value='{"1":2,"2":"(dB)"}' style="border-bottom:1px solid #000000;overflow:hidden;padding:0px 3px 0px 3px;vertical-align:bottom;background-color:#000000;font-weight:bold;color:#ffffff;text-align:center;">(dB)</td> </tr> <tr style="height:20px;"> <td data-sheets-value='{"1":2,"2":"Acrylic"}' style="border-left:1px solid #000000;overflow:hidden;padding:0px 3px 0px 3px;vertical-align:bottom;">Acrylic</td> <td data-sheets-value='{"1":2,"2":"EW"}' style="overflow:hidden;padding:0px 3px 0px 3px;vertical-align:bottom;">EW</td> <td data-sheets-value='{"1":2,"2":"Clear (H)"}' style="overflow:hidden;padding:0px 3px 0px 3px;vertical-align:bottom;">Clear (H)</td> <td data-sheets-numberformat='{"1":2,"2":"0.00","3":1}' data-sheets-value='{"1":3,"3":1.19}' style="overflow:hidden;padding:0px 3px 0px 3px;vertical-align:bottom;text-align:center;">1.19</td> <td data-sheets-numberformat='{"1":2,"2":"0","3":1}' data-sheets-value='{"1":3,"3":36.9}' style="overflow:hidden;padding:0px 3px 0px 3px;vertical-align:bottom;text-align:center;">37</td> <td data-sheets-numberformat='{"1":2,"2":"0","3":1}' data-sheets-value='{"1":3,"3":57.42}' style="overflow:hidden;padding:0px 3px 0px 3px;vertical-align:bottom;text-align:center;">57</td> <td data-sheets-value='{"1":3,"3":24}' style="border-right:1px solid #000000;overflow:hidden;padding:0px 3px 0px 3px;vertical-align:bottom;text-align:center;">24</td> </tr> <tr style="height:20px;"> <td data-sheets-value='{"1":2,"2":"PMMA"}' style="border-left:1px solid #000000;overflow:hidden;padding:0px 3px 0px 3px;vertical-align:bottom;">PMMA</td> <td style="overflow:hidden;padding:0px 3px 0px 3px;vertical-align:bottom;"></td> <td data-sheets-value='{"1":2,"2":"Opal (O)"}' style="overflow:hidden;padding:0px 3px 0px 3px;vertical-align:bottom;">Opal (O)</td> <td data-sheets-numberformat='{"1":2,"2":"0.00","3":1}' data-sheets-value='{"1":3,"3":1.19}' style="overflow:hidden;padding:0px 3px 0px 3px;vertical-align:bottom;text-align:center;">1.19</td> <td data-sheets-numberformat='{"1":2,"2":"0","3":1}' data-sheets-value='{"1":3,"3":34.03}' style="overflow:hidden;padding:0px 3px 0px 3px;vertical-align:bottom;text-align:center;">34</td> <td data-sheets-numberformat='{"1":2,"2":"0","3":1}' data-sheets-value='{"1":3,"3":50.160000000000004}' style="overflow:hidden;padding:0px 3px 0px 3px;vertical-align:bottom;text-align:center;">50</td> <td data-sheets-value='{"1":3,"3":24}' style="border-right:1px solid #000000;overflow:hidden;padding:0px 3px 0px 3px;vertical-align:bottom;text-align:center;">24</td> </tr> <tr style="height:20px;"> <td style="border-left:1px solid #000000;overflow:hidden;padding:0px 3px 0px 3px;vertical-align:bottom;"></td> <td data-sheets-value='{"1":2,"2":"DW"}' style="overflow:hidden;padding:0px 3px 0px 3px;vertical-align:bottom;">DW</td> <td data-sheets-value='{"1":2,"2":"Clear (H/H)"}' style="overflow:hidden;padding:0px 3px 0px 3px;vertical-align:bottom;">Clear (H/H)</td> <td data-sheets-numberformat='{"1":2,"2":"0.00","3":1}' data-sheets-value='{"1":3,"3":0.98}' style="overflow:hidden;padding:0px 3px 0px 3px;vertical-align:bottom;text-align:center;">0.98</td> <td data-sheets-numberformat='{"1":2,"2":"0","3":1}' data-sheets-value='{"1":3,"3":33.21}' style="overflow:hidden;padding:0px 3px 0px 3px;vertical-align:bottom;text-align:center;">33</td> <td data-sheets-numberformat='{"1":2,"2":"0","3":1}' data-sheets-value='{"1":3,"3":49.5}' style="overflow:hidden;padding:0px 3px 0px 3px;vertical-align:bottom;text-align:center;">50</td> <td data-sheets-value='{"1":3,"3":26}' style="border-right:1px solid #000000;overflow:hidden;padding:0px 3px 0px 3px;vertical-align:bottom;text-align:center;">26</td> </tr> <tr style="height:20px;"> <td style="border-bottom:1px solid #000000;border-left:1px solid #000000;overflow:hidden;padding:0px 3px 0px 3px;vertical-align:bottom;"></td> <td style="border-bottom:1px solid #000000;overflow:hidden;padding:0px 3px 0px 3px;vertical-align:bottom;"></td> <td data-sheets-value='{"1":2,"2":"Opal (O/O)"}' style="border-bottom:1px solid #000000;overflow:hidden;padding:0px 3px 0px 3px;vertical-align:bottom;">Opal (O/O)</td> <td data-sheets-numberformat='{"1":2,"2":"0.00","3":1}' data-sheets-value='{"1":3,"3":0.98}' style="border-bottom:1px solid #000000;overflow:hidden;padding:0px 3px 0px 3px;vertical-align:bottom;text-align:center;">0.98</td> <td data-sheets-numberformat='{"1":2,"2":"0","3":1}' data-sheets-value='{"1":3,"3":28.29}' style="border-bottom:1px solid #000000;overflow:hidden;padding:0px 3px 0px 3px;vertical-align:bottom;text-align:center;">28</td> <td data-sheets-numberformat='{"1":2,"2":"0","3":1}' data-sheets-value='{"1":3,"3":38.28}' style="border-bottom:1px solid #000000;overflow:hidden;padding:0px 3px 0px 3px;vertical-align:bottom;text-align:center;">38</td> <td data-sheets-value='{"1":3,"3":26}' style="border-right:1px solid #000000;border-bottom:1px solid #000000;overflow:hidden;padding:0px 3px 0px 3px;vertical-align:bottom;text-align:center;">26</td> </tr> <tr style="height:20px;"> <td data-sheets-value='{"1":2,"2":"Polycarbonate "}' style="border-left:1px solid #000000;overflow:hidden;padding:0px 3px 0px 3px;vertical-align:bottom;">Polycarbonate </td> <td data-sheets-value='{"1":2,"2":"EW"}' style="overflow:hidden;padding:0px 3px 0px 3px;vertical-align:bottom;">EW</td> <td data-sheets-value='{"1":2,"2":"Clear (A)"}' style="overflow:hidden;padding:0px 3px 0px 3px;vertical-align:bottom;">Clear (A)</td> <td data-sheets-numberformat='{"1":2,"2":"0.00","3":1}' data-sheets-value='{"1":3,"3":1.19}' style="overflow:hidden;padding:0px 3px 0px 3px;vertical-align:bottom;text-align:center;">1.19</td> <td data-sheets-numberformat='{"1":2,"2":"0","3":1}' data-sheets-value='{"1":3,"3":36.08}' style="overflow:hidden;padding:0px 3px 0px 3px;vertical-align:bottom;text-align:center;">36</td> <td data-sheets-numberformat='{"1":2,"2":"0","3":1}' data-sheets-value='{"1":3,"3":54.78}' style="overflow:hidden;padding:0px 3px 0px 3px;vertical-align:bottom;text-align:center;">55</td> <td data-sheets-value='{"1":3,"3":24}' style="border-right:1px solid #000000;overflow:hidden;padding:0px 3px 0px 3px;vertical-align:bottom;text-align:center;">24</td> </tr> <tr style="height:20px;"> <td data-sheets-value='{"1":2,"2":"PC"}' style="border-left:1px solid #000000;overflow:hidden;padding:0px 3px 0px 3px;vertical-align:bottom;">PC</td> <td style="overflow:hidden;padding:0px 3px 0px 3px;vertical-align:bottom;"></td> <td data-sheets-value='{"1":2,"2":"Opal (D)"}' style="overflow:hidden;padding:0px 3px 0px 3px;vertical-align:bottom;">Opal (D)</td> <td data-sheets-numberformat='{"1":2,"2":"0.00","3":1}' data-sheets-value='{"1":3,"3":1.19}' style="overflow:hidden;padding:0px 3px 0px 3px;vertical-align:bottom;text-align:center;">1.19</td> <td data-sheets-numberformat='{"1":2,"2":"0","3":1}' data-sheets-value='{"1":3,"3":23.779999999999998}' style="overflow:hidden;padding:0px 3px 0px 3px;vertical-align:bottom;text-align:center;">24</td> <td data-sheets-numberformat='{"1":2,"2":"0","3":1}' data-sheets-value='{"1":3,"3":39.6}' style="overflow:hidden;padding:0px 3px 0px 3px;vertical-align:bottom;text-align:center;">40</td> <td data-sheets-value='{"1":3,"3":24}' style="border-right:1px solid #000000;overflow:hidden;padding:0px 3px 0px 3px;vertical-align:bottom;text-align:center;">24</td> </tr> <tr style="height:20px;"> <td style="border-left:1px solid #000000;overflow:hidden;padding:0px 3px 0px 3px;vertical-align:bottom;"></td> <td data-sheets-value='{"1":2,"2":"DW"}' style="overflow:hidden;padding:0px 3px 0px 3px;vertical-align:bottom;">DW</td> <td data-sheets-value='{"1":2,"2":"Clear (A/H)"}' style="overflow:hidden;padding:0px 3px 0px 3px;vertical-align:bottom;">Clear (A/H)</td> <td data-sheets-numberformat='{"1":2,"2":"0.00","3":1}' data-sheets-value='{"1":3,"3":0.98}' style="overflow:hidden;padding:0px 3px 0px 3px;vertical-align:bottom;text-align:center;">0.98</td> <td data-sheets-numberformat='{"1":2,"2":"0","3":1}' data-sheets-value='{"1":3,"3":32.39}' style="overflow:hidden;padding:0px 3px 0px 3px;vertical-align:bottom;text-align:center;">32</td> <td data-sheets-numberformat='{"1":2,"2":"0","3":1}' data-sheets-value='{"1":3,"3":47.52}' style="overflow:hidden;padding:0px 3px 0px 3px;vertical-align:bottom;text-align:center;">48</td> <td data-sheets-value='{"1":3,"3":26}' style="border-right:1px solid #000000;overflow:hidden;padding:0px 3px 0px 3px;vertical-align:bottom;text-align:center;">26</td> </tr> <tr style="height:20px;"> <td style="border-left:1px solid #000000;overflow:hidden;padding:0px 3px 0px 3px;vertical-align:bottom;"></td> <td style="overflow:hidden;padding:0px 3px 0px 3px;vertical-align:bottom;"></td> <td data-sheets-value='{"1":2,"2":"Clear (A/A)"}' style="overflow:hidden;padding:0px 3px 0px 3px;vertical-align:bottom;">Clear (A/A)</td> <td data-sheets-numberformat='{"1":2,"2":"0.00","3":1}' data-sheets-value='{"1":3,"3":0.98}' style="overflow:hidden;padding:0px 3px 0px 3px;vertical-align:bottom;text-align:center;">0.98</td> <td data-sheets-numberformat='{"1":2,"2":"0","3":1}' data-sheets-value='{"1":3,"3":31.569999999999997}' style="overflow:hidden;padding:0px 3px 0px 3px;vertical-align:bottom;text-align:center;">32</td> <td data-sheets-numberformat='{"1":2,"2":"0","3":1}' data-sheets-value='{"1":3,"3":45.54}' style="overflow:hidden;padding:0px 3px 0px 3px;vertical-align:bottom;text-align:center;">46</td> <td data-sheets-value='{"1":3,"3":26}' style="border-right:1px solid #000000;overflow:hidden;padding:0px 3px 0px 3px;vertical-align:bottom;text-align:center;">26</td> </tr> <tr style="height:20px;"> <td style="border-left:1px solid #000000;overflow:hidden;padding:0px 3px 0px 3px;vertical-align:bottom;"></td> <td style="overflow:hidden;padding:0px 3px 0px 3px;vertical-align:bottom;"></td> <td data-sheets-value='{"1":2,"2":"Opal (A/O)"}' style="overflow:hidden;padding:0px 3px 0px 3px;vertical-align:bottom;">Opal (A/O)</td> <td data-sheets-numberformat='{"1":2,"2":"0.00","3":1}' data-sheets-value='{"1":3,"3":0.98}' style="overflow:hidden;padding:0px 3px 0px 3px;vertical-align:bottom;text-align:center;">0.98</td> <td data-sheets-numberformat='{"1":2,"2":"0","3":1}' data-sheets-value='{"1":3,"3":29.93}' style="overflow:hidden;padding:0px 3px 0px 3px;vertical-align:bottom;text-align:center;">30</td> <td data-sheets-numberformat='{"1":2,"2":"0","3":1}' data-sheets-value='{"1":3,"3":41.580000000000005}' style="overflow:hidden;padding:0px 3px 0px 3px;vertical-align:bottom;text-align:center;">42</td> <td data-sheets-value='{"1":3,"3":26}' style="border-right:1px solid #000000;overflow:hidden;padding:0px 3px 0px 3px;vertical-align:bottom;text-align:center;">26</td> </tr> <tr style="height:20px;"> <td style="border-bottom:1px solid #000000;border-left:1px solid #000000;overflow:hidden;padding:0px 3px 0px 3px;vertical-align:bottom;"></td> <td style="border-bottom:1px solid #000000;overflow:hidden;padding:0px 3px 0px 3px;vertical-align:bottom;"></td> <td data-sheets-value='{"1":2,"2":"Opal (A/D)"}' style="border-bottom:1px solid #000000;overflow:hidden;padding:0px 3px 0px 3px;vertical-align:bottom;">Opal (A/D)</td> <td data-sheets-numberformat='{"1":2,"2":"0.00","3":1}' data-sheets-value='{"1":3,"3":0.98}' style="border-bottom:1px solid #000000;overflow:hidden;padding:0px 3px 0px 3px;vertical-align:bottom;text-align:center;">0.98</td> <td data-sheets-numberformat='{"1":2,"2":"0","3":1}' data-sheets-value='{"1":3,"3":20.91}' style="border-bottom:1px solid #000000;overflow:hidden;padding:0px 3px 0px 3px;vertical-align:bottom;text-align:center;">21</td> <td data-sheets-numberformat='{"1":2,"2":"0","3":1}' data-sheets-value='{"1":3,"3":33}' style="border-bottom:1px solid #000000;overflow:hidden;padding:0px 3px 0px 3px;vertical-align:bottom;text-align:center;">33</td> <td data-sheets-value='{"1":3,"3":26}' style="border-right:1px solid #000000;border-bottom:1px solid #000000;overflow:hidden;padding:0px 3px 0px 3px;vertical-align:bottom;text-align:center;">26</td> </tr> <tr style="height:20px;"> <td data-sheets-value='{"1":2,"2":"Polycarbonate"}' style="border-left:1px solid #000000;overflow:hidden;padding:0px 3px 0px 3px;vertical-align:bottom;">Polycarbonate</td> <td data-sheets-value='{"1":2,"2":"EW"}' style="overflow:hidden;padding:0px 3px 0px 3px;vertical-align:bottom;">EW</td> <td data-sheets-value='{"1":2,"2":"Heatstop Opal (T)"}' style="overflow:hidden;padding:0px 3px 0px 3px;vertical-align:bottom;">Heatstop Opal (T)</td> <td data-sheets-numberformat='{"1":2,"2":"0.00","3":1}' data-sheets-value='{"1":3,"3":1.19}' style="overflow:hidden;padding:0px 3px 0px 3px;vertical-align:bottom;text-align:center;">1.19</td> <td data-sheets-numberformat='{"1":2,"2":"0","3":1}' data-sheets-value='{"1":3,"3":20.09}' style="overflow:hidden;padding:0px 3px 0px 3px;vertical-align:bottom;text-align:center;">20</td> <td data-sheets-numberformat='{"1":2,"2":"0","3":1}' data-sheets-value='{"1":3,"3":38.940000000000005}' style="overflow:hidden;padding:0px 3px 0px 3px;vertical-align:bottom;text-align:center;">39</td> <td data-sheets-value='{"1":3,"3":24}' style="border-right:1px solid #000000;overflow:hidden;padding:0px 3px 0px 3px;vertical-align:bottom;text-align:center;">24</td> </tr> <tr style="height:20px;"> <td data-sheets-value='{"1":2,"2":"Heatstop PC"}' style="border-left:1px solid #000000;overflow:hidden;padding:0px 3px 0px 3px;vertical-align:bottom;">Heatstop PC</td> <td data-sheets-value='{"1":2,"2":"DW"}' style="overflow:hidden;padding:0px 3px 0px 3px;vertical-align:bottom;">DW</td> <td data-sheets-value='{"1":2,"2":"Clear (T/H)"}' style="overflow:hidden;padding:0px 3px 0px 3px;vertical-align:bottom;">Clear (T/H)</td> <td data-sheets-numberformat='{"1":2,"2":"0.00","3":1}' data-sheets-value='{"1":3,"3":0.98}' style="overflow:hidden;padding:0px 3px 0px 3px;vertical-align:bottom;text-align:center;">0.98</td> <td data-sheets-numberformat='{"1":2,"2":"0","3":1}' data-sheets-value='{"1":3,"3":18.04}' style="overflow:hidden;padding:0px 3px 0px 3px;vertical-align:bottom;text-align:center;">18</td> <td data-sheets-numberformat='{"1":2,"2":"0","3":1}' data-sheets-value='{"1":3,"3":33.660000000000004}' style="overflow:hidden;padding:0px 3px 0px 3px;vertical-align:bottom;text-align:center;">34</td> <td data-sheets-value='{"1":3,"3":26}' style="border-right:1px solid #000000;overflow:hidden;padding:0px 3px 0px 3px;vertical-align:bottom;text-align:center;">26</td> </tr> <tr style="height:20px;"> <td style="border-bottom:1px solid #000000;border-left:1px solid #000000;overflow:hidden;padding:0px 3px 0px 3px;vertical-align:bottom;"></td> <td style="border-bottom:1px solid #000000;overflow:hidden;padding:0px 3px 0px 3px;vertical-align:bottom;"></td> <td data-sheets-value='{"1":2,"2":"Opal (T/O)"}' style="border-bottom:1px solid #000000;overflow:hidden;padding:0px 3px 0px 3px;vertical-align:bottom;">Opal (T/O)</td> <td data-sheets-numberformat='{"1":2,"2":"0.00","3":1}' data-sheets-value='{"1":3,"3":0.98}' style="border-bottom:1px solid #000000;overflow:hidden;padding:0px 3px 0px 3px;vertical-align:bottom;text-align:center;">0.98</td> <td data-sheets-numberformat='{"1":2,"2":"0","3":1}' data-sheets-value='{"1":3,"3":16.81}' style="border-bottom:1px solid #000000;overflow:hidden;padding:0px 3px 0px 3px;vertical-align:bottom;text-align:center;">17</td> <td data-sheets-numberformat='{"1":2,"2":"0","3":1}' data-sheets-value='{"1":3,"3":29.700000000000003}' style="border-bottom:1px solid #000000;overflow:hidden;padding:0px 3px 0px 3px;vertical-align:bottom;text-align:center;">30</td> <td data-sheets-value='{"1":3,"3":26}' style="border-right:1px solid #000000;border-bottom:1px solid #000000;overflow:hidden;padding:0px 3px 0px 3px;vertical-align:bottom;text-align:center;">26</td> </tr> </tbody></table> | skylux-160-ce-met-koepel-en-metaalopstand-met-lm-motor-pvc-raam-type-ep25-en-windvang-1000-x-1300-mm | 8585998696781 | 46872277287245
Smoke and heat exhaust (SHEV) | SHE system | Skylux | Skylux 160° CE with skylight and metal curb with LM-actuator, PVC frame type EP25 and spoiler 1000 x 1500 mm |  | 50931 | 5412970509318 | 4429.85 | Yes | 30-45 | 94.51 | 1000 x 1500 mm | 1500 | 1000 |  | metal curb M30 (30 cm high) | Rectangular | 1.19 W/m²K - 0.98 W/m²K | 57% - 30% | 37% - 17% | 24dB - 26dB | 160° CE (for industry) | PVC frame EP25 | with spoiler | E | Single actuator | Maximum double-walled skylight possible for this product | Ut-value LT-value g-value Rw-value EN 1873 : 2014 EN ISO 13468 EN 16153 EN 410 EN 410 EN ISO 140-3 Material Walls Shells (W/m²K) (%) (%) (dB) Acrylic EW Clear (H) 1.19 37 57 24 PMMA Opal (O) 1.19 34 50 24 DW Clear (H/H) 0.98 33 50 26 Opal (O/O) 0.98 28 38 26 Polycarbonate EW Clear (A) 1.19 36 55 24 PC Opal (D) 1.19 24 40 24 DW Clear (A/H) 0.98 32 48 26 Clear (A/A) 0.98 32 46 26 Opal (A/O) 0.98 30 42 26 Opal (A/D) 0.98 21 33 26 Polycarbonate EW Heatstop Opal (T) 1.19 20 39 24 Heatstop PC DW Clear (T/H) 0.98 18 34 26 Opal (T/O) 0.98 17 30 26 | https://skylux.eu/en/products/skylux-160-ce-met-koepel-en-metaalopstand-met-lm-motor-pvc-raam-type-ep25-en-windvang-1000-x-1500-mm | https://skylux.eu/cdn/shop/files/Skylux-160deg-CE-met-koepel-en-metaalopstand-met-LM-motor-pvc-raam-type-EP25-en-windvang-1000-x-1500-mm-RWA-systeem.jpg?v=1702977071&width=1600 | https://skylux.eu/cdn/shop/files/e5a82811-1bb0-48e4-a776-cacb59c7c092_9f217a93-6a9c-47c1-b221-4addbdc1564d.jpg?v=1688550281&width=1600 | //skylux.eu/cdn/shop/files/E_MH_Mounting_instructions_Skylux_160_CE_LM.pdf?v=12406716259046007223 | //skylux.eu/cdn/shop/files/E_TD_Technical_File_Skylux_Skylux_160_CE_Electric.pdf?v=3667116872303399239 | <style type="text/css" id="isPasted"><!--td {border: 1px solid #cccccc;}br {mso-data-placement:same-cell;}--></style><table border="1" cellpadding="0" cellspacing="0" dir="ltr" style="table-layout:fixed;font-size:10pt;font-family:Arial;border-collapse:collapse;border:none;"><tbody> <tr style="height:20px;"> <td style="overflow:hidden;padding:0px 3px 0px 3px;vertical-align:bottom;"></td> <td style="overflow:hidden;padding:0px 3px 0px 3px;vertical-align:bottom;"></td> <td style="overflow:hidden;padding:0px 3px 0px 3px;vertical-align:bottom;"></td> <td data-sheets-value='{"1":2,"2":"Ut-value"}' style="overflow:hidden;padding:0px 3px 0px 3px;vertical-align:bottom;font-weight:bold;text-align:center;">Ut-value</td> <td data-sheets-value='{"1":2,"2":"LT-value"}' style="overflow:hidden;padding:0px 3px 0px 3px;vertical-align:bottom;font-weight:bold;text-align:center;">LT-value</td> <td data-sheets-value='{"1":2,"2":"g-value"}' style="overflow:hidden;padding:0px 3px 0px 3px;vertical-align:bottom;font-weight:bold;text-align:center;">g-value</td> <td data-sheets-value='{"1":2,"2":"Rw-value "}' style="overflow:hidden;padding:0px 3px 0px 3px;vertical-align:bottom;font-weight:bold;text-align:center;">Rw-value </td> </tr> <tr style="height:20px;"> <td style="overflow:hidden;padding:0px 3px 0px 3px;vertical-align:bottom;"></td> <td style="overflow:hidden;padding:0px 3px 0px 3px;vertical-align:bottom;"></td> <td style="overflow:hidden;padding:0px 3px 0px 3px;vertical-align:bottom;"></td> <td data-sheets-numberformat='{"1":2,"2":"0.00","3":1}' data-sheets-value='{"1":2,"2":"EN 1873 : 2014"}' style="overflow:hidden;padding:0px 3px 0px 3px;vertical-align:bottom;text-align:center;">EN 1873 : 2014</td> <td data-sheets-numberformat='{"1":2,"2":"0","3":1}' data-sheets-value='{"1":2,"2":"EN ISO 13468 EN 16153 EN 410"}' style="overflow:hidden;padding:0px 3px 0px 3px;vertical-align:bottom;text-align:center;">EN ISO 13468 EN 16153 EN 410</td> <td data-sheets-numberformat='{"1":2,"2":"0","3":1}' data-sheets-value='{"1":2,"2":"EN 410"}' style="overflow:hidden;padding:0px 3px 0px 3px;vertical-align:bottom;text-align:center;">EN 410</td> <td data-sheets-value='{"1":2,"2":"EN ISO 140-3\t\t"}' style="overflow:hidden;padding:0px 3px 0px 3px;vertical-align:bottom;text-align:center;">EN ISO 140-3 </td> </tr> <tr style="height:20px;"> <td data-sheets-value='{"1":2,"2":"Material"}' style="border-bottom:1px solid #000000;overflow:hidden;padding:0px 3px 0px 3px;vertical-align:bottom;background-color:#000000;font-weight:bold;color:#ffffff;">Material</td> <td data-sheets-value='{"1":2,"2":"Walls"}' style="border-bottom:1px solid #000000;overflow:hidden;padding:0px 3px 0px 3px;vertical-align:bottom;background-color:#000000;font-weight:bold;color:#ffffff;">Walls</td> <td data-sheets-value='{"1":2,"2":"Shells"}' style="border-bottom:1px solid #000000;overflow:hidden;padding:0px 3px 0px 3px;vertical-align:bottom;background-color:#000000;font-weight:bold;color:#ffffff;">Shells</td> <td data-sheets-numberformat='{"1":2,"2":"0.00","3":1}' data-sheets-value='{"1":2,"2":"(W/m²K)\t"}' style="border-bottom:1px solid #000000;overflow:hidden;padding:0px 3px 0px 3px;vertical-align:bottom;background-color:#000000;font-weight:bold;color:#ffffff;text-align:center;">(W/m²K) </td> <td data-sheets-numberformat='{"1":2,"2":"0","3":1}' data-sheets-value='{"1":2,"2":"(%)"}' style="border-bottom:1px solid #000000;overflow:hidden;padding:0px 3px 0px 3px;vertical-align:bottom;background-color:#000000;font-weight:bold;color:#ffffff;text-align:center;">(%)</td> <td data-sheets-numberformat='{"1":2,"2":"0","3":1}' data-sheets-value='{"1":2,"2":"(%)"}' style="border-bottom:1px solid #000000;overflow:hidden;padding:0px 3px 0px 3px;vertical-align:bottom;background-color:#000000;font-weight:bold;color:#ffffff;text-align:center;">(%)</td> <td data-sheets-value='{"1":2,"2":"(dB)"}' style="border-bottom:1px solid #000000;overflow:hidden;padding:0px 3px 0px 3px;vertical-align:bottom;background-color:#000000;font-weight:bold;color:#ffffff;text-align:center;">(dB)</td> </tr> <tr style="height:20px;"> <td data-sheets-value='{"1":2,"2":"Acrylic"}' style="border-left:1px solid #000000;overflow:hidden;padding:0px 3px 0px 3px;vertical-align:bottom;">Acrylic</td> <td data-sheets-value='{"1":2,"2":"EW"}' style="overflow:hidden;padding:0px 3px 0px 3px;vertical-align:bottom;">EW</td> <td data-sheets-value='{"1":2,"2":"Clear (H)"}' style="overflow:hidden;padding:0px 3px 0px 3px;vertical-align:bottom;">Clear (H)</td> <td data-sheets-numberformat='{"1":2,"2":"0.00","3":1}' data-sheets-value='{"1":3,"3":1.19}' style="overflow:hidden;padding:0px 3px 0px 3px;vertical-align:bottom;text-align:center;">1.19</td> <td data-sheets-numberformat='{"1":2,"2":"0","3":1}' data-sheets-value='{"1":3,"3":36.9}' style="overflow:hidden;padding:0px 3px 0px 3px;vertical-align:bottom;text-align:center;">37</td> <td data-sheets-numberformat='{"1":2,"2":"0","3":1}' data-sheets-value='{"1":3,"3":57.42}' style="overflow:hidden;padding:0px 3px 0px 3px;vertical-align:bottom;text-align:center;">57</td> <td data-sheets-value='{"1":3,"3":24}' style="border-right:1px solid #000000;overflow:hidden;padding:0px 3px 0px 3px;vertical-align:bottom;text-align:center;">24</td> </tr> <tr style="height:20px;"> <td data-sheets-value='{"1":2,"2":"PMMA"}' style="border-left:1px solid #000000;overflow:hidden;padding:0px 3px 0px 3px;vertical-align:bottom;">PMMA</td> <td style="overflow:hidden;padding:0px 3px 0px 3px;vertical-align:bottom;"></td> <td data-sheets-value='{"1":2,"2":"Opal (O)"}' style="overflow:hidden;padding:0px 3px 0px 3px;vertical-align:bottom;">Opal (O)</td> <td data-sheets-numberformat='{"1":2,"2":"0.00","3":1}' data-sheets-value='{"1":3,"3":1.19}' style="overflow:hidden;padding:0px 3px 0px 3px;vertical-align:bottom;text-align:center;">1.19</td> <td data-sheets-numberformat='{"1":2,"2":"0","3":1}' data-sheets-value='{"1":3,"3":34.03}' style="overflow:hidden;padding:0px 3px 0px 3px;vertical-align:bottom;text-align:center;">34</td> <td data-sheets-numberformat='{"1":2,"2":"0","3":1}' data-sheets-value='{"1":3,"3":50.160000000000004}' style="overflow:hidden;padding:0px 3px 0px 3px;vertical-align:bottom;text-align:center;">50</td> <td data-sheets-value='{"1":3,"3":24}' style="border-right:1px solid #000000;overflow:hidden;padding:0px 3px 0px 3px;vertical-align:bottom;text-align:center;">24</td> </tr> <tr style="height:20px;"> <td style="border-left:1px solid #000000;overflow:hidden;padding:0px 3px 0px 3px;vertical-align:bottom;"></td> <td data-sheets-value='{"1":2,"2":"DW"}' style="overflow:hidden;padding:0px 3px 0px 3px;vertical-align:bottom;">DW</td> <td data-sheets-value='{"1":2,"2":"Clear (H/H)"}' style="overflow:hidden;padding:0px 3px 0px 3px;vertical-align:bottom;">Clear (H/H)</td> <td data-sheets-numberformat='{"1":2,"2":"0.00","3":1}' data-sheets-value='{"1":3,"3":0.98}' style="overflow:hidden;padding:0px 3px 0px 3px;vertical-align:bottom;text-align:center;">0.98</td> <td data-sheets-numberformat='{"1":2,"2":"0","3":1}' data-sheets-value='{"1":3,"3":33.21}' style="overflow:hidden;padding:0px 3px 0px 3px;vertical-align:bottom;text-align:center;">33</td> <td data-sheets-numberformat='{"1":2,"2":"0","3":1}' data-sheets-value='{"1":3,"3":49.5}' style="overflow:hidden;padding:0px 3px 0px 3px;vertical-align:bottom;text-align:center;">50</td> <td data-sheets-value='{"1":3,"3":26}' style="border-right:1px solid #000000;overflow:hidden;padding:0px 3px 0px 3px;vertical-align:bottom;text-align:center;">26</td> </tr> <tr style="height:20px;"> <td style="border-bottom:1px solid #000000;border-left:1px solid #000000;overflow:hidden;padding:0px 3px 0px 3px;vertical-align:bottom;"></td> <td style="border-bottom:1px solid #000000;overflow:hidden;padding:0px 3px 0px 3px;vertical-align:bottom;"></td> <td data-sheets-value='{"1":2,"2":"Opal (O/O)"}' style="border-bottom:1px solid #000000;overflow:hidden;padding:0px 3px 0px 3px;vertical-align:bottom;">Opal (O/O)</td> <td data-sheets-numberformat='{"1":2,"2":"0.00","3":1}' data-sheets-value='{"1":3,"3":0.98}' style="border-bottom:1px solid #000000;overflow:hidden;padding:0px 3px 0px 3px;vertical-align:bottom;text-align:center;">0.98</td> <td data-sheets-numberformat='{"1":2,"2":"0","3":1}' data-sheets-value='{"1":3,"3":28.29}' style="border-bottom:1px solid #000000;overflow:hidden;padding:0px 3px 0px 3px;vertical-align:bottom;text-align:center;">28</td> <td data-sheets-numberformat='{"1":2,"2":"0","3":1}' data-sheets-value='{"1":3,"3":38.28}' style="border-bottom:1px solid #000000;overflow:hidden;padding:0px 3px 0px 3px;vertical-align:bottom;text-align:center;">38</td> <td data-sheets-value='{"1":3,"3":26}' style="border-right:1px solid #000000;border-bottom:1px solid #000000;overflow:hidden;padding:0px 3px 0px 3px;vertical-align:bottom;text-align:center;">26</td> </tr> <tr style="height:20px;"> <td data-sheets-value='{"1":2,"2":"Polycarbonate "}' style="border-left:1px solid #000000;overflow:hidden;padding:0px 3px 0px 3px;vertical-align:bottom;">Polycarbonate </td> <td data-sheets-value='{"1":2,"2":"EW"}' style="overflow:hidden;padding:0px 3px 0px 3px;vertical-align:bottom;">EW</td> <td data-sheets-value='{"1":2,"2":"Clear (A)"}' style="overflow:hidden;padding:0px 3px 0px 3px;vertical-align:bottom;">Clear (A)</td> <td data-sheets-numberformat='{"1":2,"2":"0.00","3":1}' data-sheets-value='{"1":3,"3":1.19}' style="overflow:hidden;padding:0px 3px 0px 3px;vertical-align:bottom;text-align:center;">1.19</td> <td data-sheets-numberformat='{"1":2,"2":"0","3":1}' data-sheets-value='{"1":3,"3":36.08}' style="overflow:hidden;padding:0px 3px 0px 3px;vertical-align:bottom;text-align:center;">36</td> <td data-sheets-numberformat='{"1":2,"2":"0","3":1}' data-sheets-value='{"1":3,"3":54.78}' style="overflow:hidden;padding:0px 3px 0px 3px;vertical-align:bottom;text-align:center;">55</td> <td data-sheets-value='{"1":3,"3":24}' style="border-right:1px solid #000000;overflow:hidden;padding:0px 3px 0px 3px;vertical-align:bottom;text-align:center;">24</td> </tr> <tr style="height:20px;"> <td data-sheets-value='{"1":2,"2":"PC"}' style="border-left:1px solid #000000;overflow:hidden;padding:0px 3px 0px 3px;vertical-align:bottom;">PC</td> <td style="overflow:hidden;padding:0px 3px 0px 3px;vertical-align:bottom;"></td> <td data-sheets-value='{"1":2,"2":"Opal (D)"}' style="overflow:hidden;padding:0px 3px 0px 3px;vertical-align:bottom;">Opal (D)</td> <td data-sheets-numberformat='{"1":2,"2":"0.00","3":1}' data-sheets-value='{"1":3,"3":1.19}' style="overflow:hidden;padding:0px 3px 0px 3px;vertical-align:bottom;text-align:center;">1.19</td> <td data-sheets-numberformat='{"1":2,"2":"0","3":1}' data-sheets-value='{"1":3,"3":23.779999999999998}' style="overflow:hidden;padding:0px 3px 0px 3px;vertical-align:bottom;text-align:center;">24</td> <td data-sheets-numberformat='{"1":2,"2":"0","3":1}' data-sheets-value='{"1":3,"3":39.6}' style="overflow:hidden;padding:0px 3px 0px 3px;vertical-align:bottom;text-align:center;">40</td> <td data-sheets-value='{"1":3,"3":24}' style="border-right:1px solid #000000;overflow:hidden;padding:0px 3px 0px 3px;vertical-align:bottom;text-align:center;">24</td> </tr> <tr style="height:20px;"> <td style="border-left:1px solid #000000;overflow:hidden;padding:0px 3px 0px 3px;vertical-align:bottom;"></td> <td data-sheets-value='{"1":2,"2":"DW"}' style="overflow:hidden;padding:0px 3px 0px 3px;vertical-align:bottom;">DW</td> <td data-sheets-value='{"1":2,"2":"Clear (A/H)"}' style="overflow:hidden;padding:0px 3px 0px 3px;vertical-align:bottom;">Clear (A/H)</td> <td data-sheets-numberformat='{"1":2,"2":"0.00","3":1}' data-sheets-value='{"1":3,"3":0.98}' style="overflow:hidden;padding:0px 3px 0px 3px;vertical-align:bottom;text-align:center;">0.98</td> <td data-sheets-numberformat='{"1":2,"2":"0","3":1}' data-sheets-value='{"1":3,"3":32.39}' style="overflow:hidden;padding:0px 3px 0px 3px;vertical-align:bottom;text-align:center;">32</td> <td data-sheets-numberformat='{"1":2,"2":"0","3":1}' data-sheets-value='{"1":3,"3":47.52}' style="overflow:hidden;padding:0px 3px 0px 3px;vertical-align:bottom;text-align:center;">48</td> <td data-sheets-value='{"1":3,"3":26}' style="border-right:1px solid #000000;overflow:hidden;padding:0px 3px 0px 3px;vertical-align:bottom;text-align:center;">26</td> </tr> <tr style="height:20px;"> <td style="border-left:1px solid #000000;overflow:hidden;padding:0px 3px 0px 3px;vertical-align:bottom;"></td> <td style="overflow:hidden;padding:0px 3px 0px 3px;vertical-align:bottom;"></td> <td data-sheets-value='{"1":2,"2":"Clear (A/A)"}' style="overflow:hidden;padding:0px 3px 0px 3px;vertical-align:bottom;">Clear (A/A)</td> <td data-sheets-numberformat='{"1":2,"2":"0.00","3":1}' data-sheets-value='{"1":3,"3":0.98}' style="overflow:hidden;padding:0px 3px 0px 3px;vertical-align:bottom;text-align:center;">0.98</td> <td data-sheets-numberformat='{"1":2,"2":"0","3":1}' data-sheets-value='{"1":3,"3":31.569999999999997}' style="overflow:hidden;padding:0px 3px 0px 3px;vertical-align:bottom;text-align:center;">32</td> <td data-sheets-numberformat='{"1":2,"2":"0","3":1}' data-sheets-value='{"1":3,"3":45.54}' style="overflow:hidden;padding:0px 3px 0px 3px;vertical-align:bottom;text-align:center;">46</td> <td data-sheets-value='{"1":3,"3":26}' style="border-right:1px solid #000000;overflow:hidden;padding:0px 3px 0px 3px;vertical-align:bottom;text-align:center;">26</td> </tr> <tr style="height:20px;"> <td style="border-left:1px solid #000000;overflow:hidden;padding:0px 3px 0px 3px;vertical-align:bottom;"></td> <td style="overflow:hidden;padding:0px 3px 0px 3px;vertical-align:bottom;"></td> <td data-sheets-value='{"1":2,"2":"Opal (A/O)"}' style="overflow:hidden;padding:0px 3px 0px 3px;vertical-align:bottom;">Opal (A/O)</td> <td data-sheets-numberformat='{"1":2,"2":"0.00","3":1}' data-sheets-value='{"1":3,"3":0.98}' style="overflow:hidden;padding:0px 3px 0px 3px;vertical-align:bottom;text-align:center;">0.98</td> <td data-sheets-numberformat='{"1":2,"2":"0","3":1}' data-sheets-value='{"1":3,"3":29.93}' style="overflow:hidden;padding:0px 3px 0px 3px;vertical-align:bottom;text-align:center;">30</td> <td data-sheets-numberformat='{"1":2,"2":"0","3":1}' data-sheets-value='{"1":3,"3":41.580000000000005}' style="overflow:hidden;padding:0px 3px 0px 3px;vertical-align:bottom;text-align:center;">42</td> <td data-sheets-value='{"1":3,"3":26}' style="border-right:1px solid #000000;overflow:hidden;padding:0px 3px 0px 3px;vertical-align:bottom;text-align:center;">26</td> </tr> <tr style="height:20px;"> <td style="border-bottom:1px solid #000000;border-left:1px solid #000000;overflow:hidden;padding:0px 3px 0px 3px;vertical-align:bottom;"></td> <td style="border-bottom:1px solid #000000;overflow:hidden;padding:0px 3px 0px 3px;vertical-align:bottom;"></td> <td data-sheets-value='{"1":2,"2":"Opal (A/D)"}' style="border-bottom:1px solid #000000;overflow:hidden;padding:0px 3px 0px 3px;vertical-align:bottom;">Opal (A/D)</td> <td data-sheets-numberformat='{"1":2,"2":"0.00","3":1}' data-sheets-value='{"1":3,"3":0.98}' style="border-bottom:1px solid #000000;overflow:hidden;padding:0px 3px 0px 3px;vertical-align:bottom;text-align:center;">0.98</td> <td data-sheets-numberformat='{"1":2,"2":"0","3":1}' data-sheets-value='{"1":3,"3":20.91}' style="border-bottom:1px solid #000000;overflow:hidden;padding:0px 3px 0px 3px;vertical-align:bottom;text-align:center;">21</td> <td data-sheets-numberformat='{"1":2,"2":"0","3":1}' data-sheets-value='{"1":3,"3":33}' style="border-bottom:1px solid #000000;overflow:hidden;padding:0px 3px 0px 3px;vertical-align:bottom;text-align:center;">33</td> <td data-sheets-value='{"1":3,"3":26}' style="border-right:1px solid #000000;border-bottom:1px solid #000000;overflow:hidden;padding:0px 3px 0px 3px;vertical-align:bottom;text-align:center;">26</td> </tr> <tr style="height:20px;"> <td data-sheets-value='{"1":2,"2":"Polycarbonate"}' style="border-left:1px solid #000000;overflow:hidden;padding:0px 3px 0px 3px;vertical-align:bottom;">Polycarbonate</td> <td data-sheets-value='{"1":2,"2":"EW"}' style="overflow:hidden;padding:0px 3px 0px 3px;vertical-align:bottom;">EW</td> <td data-sheets-value='{"1":2,"2":"Heatstop Opal (T)"}' style="overflow:hidden;padding:0px 3px 0px 3px;vertical-align:bottom;">Heatstop Opal (T)</td> <td data-sheets-numberformat='{"1":2,"2":"0.00","3":1}' data-sheets-value='{"1":3,"3":1.19}' style="overflow:hidden;padding:0px 3px 0px 3px;vertical-align:bottom;text-align:center;">1.19</td> <td data-sheets-numberformat='{"1":2,"2":"0","3":1}' data-sheets-value='{"1":3,"3":20.09}' style="overflow:hidden;padding:0px 3px 0px 3px;vertical-align:bottom;text-align:center;">20</td> <td data-sheets-numberformat='{"1":2,"2":"0","3":1}' data-sheets-value='{"1":3,"3":38.940000000000005}' style="overflow:hidden;padding:0px 3px 0px 3px;vertical-align:bottom;text-align:center;">39</td> <td data-sheets-value='{"1":3,"3":24}' style="border-right:1px solid #000000;overflow:hidden;padding:0px 3px 0px 3px;vertical-align:bottom;text-align:center;">24</td> </tr> <tr style="height:20px;"> <td data-sheets-value='{"1":2,"2":"Heatstop PC"}' style="border-left:1px solid #000000;overflow:hidden;padding:0px 3px 0px 3px;vertical-align:bottom;">Heatstop PC</td> <td data-sheets-value='{"1":2,"2":"DW"}' style="overflow:hidden;padding:0px 3px 0px 3px;vertical-align:bottom;">DW</td> <td data-sheets-value='{"1":2,"2":"Clear (T/H)"}' style="overflow:hidden;padding:0px 3px 0px 3px;vertical-align:bottom;">Clear (T/H)</td> <td data-sheets-numberformat='{"1":2,"2":"0.00","3":1}' data-sheets-value='{"1":3,"3":0.98}' style="overflow:hidden;padding:0px 3px 0px 3px;vertical-align:bottom;text-align:center;">0.98</td> <td data-sheets-numberformat='{"1":2,"2":"0","3":1}' data-sheets-value='{"1":3,"3":18.04}' style="overflow:hidden;padding:0px 3px 0px 3px;vertical-align:bottom;text-align:center;">18</td> <td data-sheets-numberformat='{"1":2,"2":"0","3":1}' data-sheets-value='{"1":3,"3":33.660000000000004}' style="overflow:hidden;padding:0px 3px 0px 3px;vertical-align:bottom;text-align:center;">34</td> <td data-sheets-value='{"1":3,"3":26}' style="border-right:1px solid #000000;overflow:hidden;padding:0px 3px 0px 3px;vertical-align:bottom;text-align:center;">26</td> </tr> <tr style="height:20px;"> <td style="border-bottom:1px solid #000000;border-left:1px solid #000000;overflow:hidden;padding:0px 3px 0px 3px;vertical-align:bottom;"></td> <td style="border-bottom:1px solid #000000;overflow:hidden;padding:0px 3px 0px 3px;vertical-align:bottom;"></td> <td data-sheets-value='{"1":2,"2":"Opal (T/O)"}' style="border-bottom:1px solid #000000;overflow:hidden;padding:0px 3px 0px 3px;vertical-align:bottom;">Opal (T/O)</td> <td data-sheets-numberformat='{"1":2,"2":"0.00","3":1}' data-sheets-value='{"1":3,"3":0.98}' style="border-bottom:1px solid #000000;overflow:hidden;padding:0px 3px 0px 3px;vertical-align:bottom;text-align:center;">0.98</td> <td data-sheets-numberformat='{"1":2,"2":"0","3":1}' data-sheets-value='{"1":3,"3":16.81}' style="border-bottom:1px solid #000000;overflow:hidden;padding:0px 3px 0px 3px;vertical-align:bottom;text-align:center;">17</td> <td data-sheets-numberformat='{"1":2,"2":"0","3":1}' data-sheets-value='{"1":3,"3":29.700000000000003}' style="border-bottom:1px solid #000000;overflow:hidden;padding:0px 3px 0px 3px;vertical-align:bottom;text-align:center;">30</td> <td data-sheets-value='{"1":3,"3":26}' style="border-right:1px solid #000000;border-bottom:1px solid #000000;overflow:hidden;padding:0px 3px 0px 3px;vertical-align:bottom;text-align:center;">26</td> </tr> </tbody></table> | skylux-160-ce-met-koepel-en-metaalopstand-met-lm-motor-pvc-raam-type-ep25-en-windvang-1000-x-1500-mm | 8585998795085 | 46872277418317
Smoke and heat exhaust (SHEV) | SHE system | Skylux | Skylux 160° CE with skylight and metal curb with LM-actuator, PVC frame type EP25 and spoiler 1000 x 1600 mm |  | 50932 | 5412970509325 | 4870.25 | Yes | 30-45 | 95.81 | 1000 x 1600 mm | 1600 | 1000 |  | metal curb M30 (30 cm high) | Rectangular | 1.19 W/m²K - 0.98 W/m²K | 57% - 30% | 37% - 17% | 24dB - 26dB | 160° CE (for industry) | PVC frame EP25 | with spoiler | E | Single actuator | Maximum double-walled skylight possible for this product | Ut-value LT-value g-value Rw-value EN 1873 : 2014 EN ISO 13468 EN 16153 EN 410 EN 410 EN ISO 140-3 Material Walls Shells (W/m²K) (%) (%) (dB) Acrylic EW Clear (H) 1.19 37 57 24 PMMA Opal (O) 1.19 34 50 24 DW Clear (H/H) 0.98 33 50 26 Opal (O/O) 0.98 28 38 26 Polycarbonate EW Clear (A) 1.19 36 55 24 PC Opal (D) 1.19 24 40 24 DW Clear (A/H) 0.98 32 48 26 Clear (A/A) 0.98 32 46 26 Opal (A/O) 0.98 30 42 26 Opal (A/D) 0.98 21 33 26 Polycarbonate EW Heatstop Opal (T) 1.19 20 39 24 Heatstop PC DW Clear (T/H) 0.98 18 34 26 Opal (T/O) 0.98 17 30 26 | https://skylux.eu/en/products/skylux-160-ce-met-koepel-en-metaalopstand-met-lm-motor-pvc-raam-type-ep25-en-windvang-1000-x-1600-mm | https://skylux.eu/cdn/shop/files/Skylux-160deg-CE-met-koepel-en-metaalopstand-met-LM-motor-pvc-raam-type-EP25-en-windvang-1000-x-1600-mm-RWA-systeem.jpg?v=1702977076&width=1600 | https://skylux.eu/cdn/shop/files/e5a82811-1bb0-48e4-a776-cacb59c7c092_c0eca9aa-9e9d-4b3a-9ad5-b76f2d101718.jpg?v=1688550282&width=1600 | //skylux.eu/cdn/shop/files/E_MH_Mounting_instructions_Skylux_160_CE_LM.pdf?v=12406716259046007223 | //skylux.eu/cdn/shop/files/E_TD_Technical_File_Skylux_Skylux_160_CE_Electric.pdf?v=3667116872303399239 | <style type="text/css" id="isPasted"><!--td {border: 1px solid #cccccc;}br {mso-data-placement:same-cell;}--></style><table border="1" cellpadding="0" cellspacing="0" dir="ltr" style="table-layout:fixed;font-size:10pt;font-family:Arial;border-collapse:collapse;border:none;"><tbody> <tr style="height:20px;"> <td style="overflow:hidden;padding:0px 3px 0px 3px;vertical-align:bottom;"></td> <td style="overflow:hidden;padding:0px 3px 0px 3px;vertical-align:bottom;"></td> <td style="overflow:hidden;padding:0px 3px 0px 3px;vertical-align:bottom;"></td> <td data-sheets-value='{"1":2,"2":"Ut-value"}' style="overflow:hidden;padding:0px 3px 0px 3px;vertical-align:bottom;font-weight:bold;text-align:center;">Ut-value</td> <td data-sheets-value='{"1":2,"2":"LT-value"}' style="overflow:hidden;padding:0px 3px 0px 3px;vertical-align:bottom;font-weight:bold;text-align:center;">LT-value</td> <td data-sheets-value='{"1":2,"2":"g-value"}' style="overflow:hidden;padding:0px 3px 0px 3px;vertical-align:bottom;font-weight:bold;text-align:center;">g-value</td> <td data-sheets-value='{"1":2,"2":"Rw-value "}' style="overflow:hidden;padding:0px 3px 0px 3px;vertical-align:bottom;font-weight:bold;text-align:center;">Rw-value </td> </tr> <tr style="height:20px;"> <td style="overflow:hidden;padding:0px 3px 0px 3px;vertical-align:bottom;"></td> <td style="overflow:hidden;padding:0px 3px 0px 3px;vertical-align:bottom;"></td> <td style="overflow:hidden;padding:0px 3px 0px 3px;vertical-align:bottom;"></td> <td data-sheets-numberformat='{"1":2,"2":"0.00","3":1}' data-sheets-value='{"1":2,"2":"EN 1873 : 2014"}' style="overflow:hidden;padding:0px 3px 0px 3px;vertical-align:bottom;text-align:center;">EN 1873 : 2014</td> <td data-sheets-numberformat='{"1":2,"2":"0","3":1}' data-sheets-value='{"1":2,"2":"EN ISO 13468 EN 16153 EN 410"}' style="overflow:hidden;padding:0px 3px 0px 3px;vertical-align:bottom;text-align:center;">EN ISO 13468 EN 16153 EN 410</td> <td data-sheets-numberformat='{"1":2,"2":"0","3":1}' data-sheets-value='{"1":2,"2":"EN 410"}' style="overflow:hidden;padding:0px 3px 0px 3px;vertical-align:bottom;text-align:center;">EN 410</td> <td data-sheets-value='{"1":2,"2":"EN ISO 140-3\t\t"}' style="overflow:hidden;padding:0px 3px 0px 3px;vertical-align:bottom;text-align:center;">EN ISO 140-3 </td> </tr> <tr style="height:20px;"> <td data-sheets-value='{"1":2,"2":"Material"}' style="border-bottom:1px solid #000000;overflow:hidden;padding:0px 3px 0px 3px;vertical-align:bottom;background-color:#000000;font-weight:bold;color:#ffffff;">Material</td> <td data-sheets-value='{"1":2,"2":"Walls"}' style="border-bottom:1px solid #000000;overflow:hidden;padding:0px 3px 0px 3px;vertical-align:bottom;background-color:#000000;font-weight:bold;color:#ffffff;">Walls</td> <td data-sheets-value='{"1":2,"2":"Shells"}' style="border-bottom:1px solid #000000;overflow:hidden;padding:0px 3px 0px 3px;vertical-align:bottom;background-color:#000000;font-weight:bold;color:#ffffff;">Shells</td> <td data-sheets-numberformat='{"1":2,"2":"0.00","3":1}' data-sheets-value='{"1":2,"2":"(W/m²K)\t"}' style="border-bottom:1px solid #000000;overflow:hidden;padding:0px 3px 0px 3px;vertical-align:bottom;background-color:#000000;font-weight:bold;color:#ffffff;text-align:center;">(W/m²K) </td> <td data-sheets-numberformat='{"1":2,"2":"0","3":1}' data-sheets-value='{"1":2,"2":"(%)"}' style="border-bottom:1px solid #000000;overflow:hidden;padding:0px 3px 0px 3px;vertical-align:bottom;background-color:#000000;font-weight:bold;color:#ffffff;text-align:center;">(%)</td> <td data-sheets-numberformat='{"1":2,"2":"0","3":1}' data-sheets-value='{"1":2,"2":"(%)"}' style="border-bottom:1px solid #000000;overflow:hidden;padding:0px 3px 0px 3px;vertical-align:bottom;background-color:#000000;font-weight:bold;color:#ffffff;text-align:center;">(%)</td> <td data-sheets-value='{"1":2,"2":"(dB)"}' style="border-bottom:1px solid #000000;overflow:hidden;padding:0px 3px 0px 3px;vertical-align:bottom;background-color:#000000;font-weight:bold;color:#ffffff;text-align:center;">(dB)</td> </tr> <tr style="height:20px;"> <td data-sheets-value='{"1":2,"2":"Acrylic"}' style="border-left:1px solid #000000;overflow:hidden;padding:0px 3px 0px 3px;vertical-align:bottom;">Acrylic</td> <td data-sheets-value='{"1":2,"2":"EW"}' style="overflow:hidden;padding:0px 3px 0px 3px;vertical-align:bottom;">EW</td> <td data-sheets-value='{"1":2,"2":"Clear (H)"}' style="overflow:hidden;padding:0px 3px 0px 3px;vertical-align:bottom;">Clear (H)</td> <td data-sheets-numberformat='{"1":2,"2":"0.00","3":1}' data-sheets-value='{"1":3,"3":1.19}' style="overflow:hidden;padding:0px 3px 0px 3px;vertical-align:bottom;text-align:center;">1.19</td> <td data-sheets-numberformat='{"1":2,"2":"0","3":1}' data-sheets-value='{"1":3,"3":36.9}' style="overflow:hidden;padding:0px 3px 0px 3px;vertical-align:bottom;text-align:center;">37</td> <td data-sheets-numberformat='{"1":2,"2":"0","3":1}' data-sheets-value='{"1":3,"3":57.42}' style="overflow:hidden;padding:0px 3px 0px 3px;vertical-align:bottom;text-align:center;">57</td> <td data-sheets-value='{"1":3,"3":24}' style="border-right:1px solid #000000;overflow:hidden;padding:0px 3px 0px 3px;vertical-align:bottom;text-align:center;">24</td> </tr> <tr style="height:20px;"> <td data-sheets-value='{"1":2,"2":"PMMA"}' style="border-left:1px solid #000000;overflow:hidden;padding:0px 3px 0px 3px;vertical-align:bottom;">PMMA</td> <td style="overflow:hidden;padding:0px 3px 0px 3px;vertical-align:bottom;"></td> <td data-sheets-value='{"1":2,"2":"Opal (O)"}' style="overflow:hidden;padding:0px 3px 0px 3px;vertical-align:bottom;">Opal (O)</td> <td data-sheets-numberformat='{"1":2,"2":"0.00","3":1}' data-sheets-value='{"1":3,"3":1.19}' style="overflow:hidden;padding:0px 3px 0px 3px;vertical-align:bottom;text-align:center;">1.19</td> <td data-sheets-numberformat='{"1":2,"2":"0","3":1}' data-sheets-value='{"1":3,"3":34.03}' style="overflow:hidden;padding:0px 3px 0px 3px;vertical-align:bottom;text-align:center;">34</td> <td data-sheets-numberformat='{"1":2,"2":"0","3":1}' data-sheets-value='{"1":3,"3":50.160000000000004}' style="overflow:hidden;padding:0px 3px 0px 3px;vertical-align:bottom;text-align:center;">50</td> <td data-sheets-value='{"1":3,"3":24}' style="border-right:1px solid #000000;overflow:hidden;padding:0px 3px 0px 3px;vertical-align:bottom;text-align:center;">24</td> </tr> <tr style="height:20px;"> <td style="border-left:1px solid #000000;overflow:hidden;padding:0px 3px 0px 3px;vertical-align:bottom;"></td> <td data-sheets-value='{"1":2,"2":"DW"}' style="overflow:hidden;padding:0px 3px 0px 3px;vertical-align:bottom;">DW</td> <td data-sheets-value='{"1":2,"2":"Clear (H/H)"}' style="overflow:hidden;padding:0px 3px 0px 3px;vertical-align:bottom;">Clear (H/H)</td> <td data-sheets-numberformat='{"1":2,"2":"0.00","3":1}' data-sheets-value='{"1":3,"3":0.98}' style="overflow:hidden;padding:0px 3px 0px 3px;vertical-align:bottom;text-align:center;">0.98</td> <td data-sheets-numberformat='{"1":2,"2":"0","3":1}' data-sheets-value='{"1":3,"3":33.21}' style="overflow:hidden;padding:0px 3px 0px 3px;vertical-align:bottom;text-align:center;">33</td> <td data-sheets-numberformat='{"1":2,"2":"0","3":1}' data-sheets-value='{"1":3,"3":49.5}' style="overflow:hidden;padding:0px 3px 0px 3px;vertical-align:bottom;text-align:center;">50</td> <td data-sheets-value='{"1":3,"3":26}' style="border-right:1px solid #000000;overflow:hidden;padding:0px 3px 0px 3px;vertical-align:bottom;text-align:center;">26</td> </tr> <tr style="height:20px;"> <td style="border-bottom:1px solid #000000;border-left:1px solid #000000;overflow:hidden;padding:0px 3px 0px 3px;vertical-align:bottom;"></td> <td style="border-bottom:1px solid #000000;overflow:hidden;padding:0px 3px 0px 3px;vertical-align:bottom;"></td> <td data-sheets-value='{"1":2,"2":"Opal (O/O)"}' style="border-bottom:1px solid #000000;overflow:hidden;padding:0px 3px 0px 3px;vertical-align:bottom;">Opal (O/O)</td> <td data-sheets-numberformat='{"1":2,"2":"0.00","3":1}' data-sheets-value='{"1":3,"3":0.98}' style="border-bottom:1px solid #000000;overflow:hidden;padding:0px 3px 0px 3px;vertical-align:bottom;text-align:center;">0.98</td> <td data-sheets-numberformat='{"1":2,"2":"0","3":1}' data-sheets-value='{"1":3,"3":28.29}' style="border-bottom:1px solid #000000;overflow:hidden;padding:0px 3px 0px 3px;vertical-align:bottom;text-align:center;">28</td> <td data-sheets-numberformat='{"1":2,"2":"0","3":1}' data-sheets-value='{"1":3,"3":38.28}' style="border-bottom:1px solid #000000;overflow:hidden;padding:0px 3px 0px 3px;vertical-align:bottom;text-align:center;">38</td> <td data-sheets-value='{"1":3,"3":26}' style="border-right:1px solid #000000;border-bottom:1px solid #000000;overflow:hidden;padding:0px 3px 0px 3px;vertical-align:bottom;text-align:center;">26</td> </tr> <tr style="height:20px;"> <td data-sheets-value='{"1":2,"2":"Polycarbonate "}' style="border-left:1px solid #000000;overflow:hidden;padding:0px 3px 0px 3px;vertical-align:bottom;">Polycarbonate </td> <td data-sheets-value='{"1":2,"2":"EW"}' style="overflow:hidden;padding:0px 3px 0px 3px;vertical-align:bottom;">EW</td> <td data-sheets-value='{"1":2,"2":"Clear (A)"}' style="overflow:hidden;padding:0px 3px 0px 3px;vertical-align:bottom;">Clear (A)</td> <td data-sheets-numberformat='{"1":2,"2":"0.00","3":1}' data-sheets-value='{"1":3,"3":1.19}' style="overflow:hidden;padding:0px 3px 0px 3px;vertical-align:bottom;text-align:center;">1.19</td> <td data-sheets-numberformat='{"1":2,"2":"0","3":1}' data-sheets-value='{"1":3,"3":36.08}' style="overflow:hidden;padding:0px 3px 0px 3px;vertical-align:bottom;text-align:center;">36</td> <td data-sheets-numberformat='{"1":2,"2":"0","3":1}' data-sheets-value='{"1":3,"3":54.78}' style="overflow:hidden;padding:0px 3px 0px 3px;vertical-align:bottom;text-align:center;">55</td> <td data-sheets-value='{"1":3,"3":24}' style="border-right:1px solid #000000;overflow:hidden;padding:0px 3px 0px 3px;vertical-align:bottom;text-align:center;">24</td> </tr> <tr style="height:20px;"> <td data-sheets-value='{"1":2,"2":"PC"}' style="border-left:1px solid #000000;overflow:hidden;padding:0px 3px 0px 3px;vertical-align:bottom;">PC</td> <td style="overflow:hidden;padding:0px 3px 0px 3px;vertical-align:bottom;"></td> <td data-sheets-value='{"1":2,"2":"Opal (D)"}' style="overflow:hidden;padding:0px 3px 0px 3px;vertical-align:bottom;">Opal (D)</td> <td data-sheets-numberformat='{"1":2,"2":"0.00","3":1}' data-sheets-value='{"1":3,"3":1.19}' style="overflow:hidden;padding:0px 3px 0px 3px;vertical-align:bottom;text-align:center;">1.19</td> <td data-sheets-numberformat='{"1":2,"2":"0","3":1}' data-sheets-value='{"1":3,"3":23.779999999999998}' style="overflow:hidden;padding:0px 3px 0px 3px;vertical-align:bottom;text-align:center;">24</td> <td data-sheets-numberformat='{"1":2,"2":"0","3":1}' data-sheets-value='{"1":3,"3":39.6}' style="overflow:hidden;padding:0px 3px 0px 3px;vertical-align:bottom;text-align:center;">40</td> <td data-sheets-value='{"1":3,"3":24}' style="border-right:1px solid #000000;overflow:hidden;padding:0px 3px 0px 3px;vertical-align:bottom;text-align:center;">24</td> </tr> <tr style="height:20px;"> <td style="border-left:1px solid #000000;overflow:hidden;padding:0px 3px 0px 3px;vertical-align:bottom;"></td> <td data-sheets-value='{"1":2,"2":"DW"}' style="overflow:hidden;padding:0px 3px 0px 3px;vertical-align:bottom;">DW</td> <td data-sheets-value='{"1":2,"2":"Clear (A/H)"}' style="overflow:hidden;padding:0px 3px 0px 3px;vertical-align:bottom;">Clear (A/H)</td> <td data-sheets-numberformat='{"1":2,"2":"0.00","3":1}' data-sheets-value='{"1":3,"3":0.98}' style="overflow:hidden;padding:0px 3px 0px 3px;vertical-align:bottom;text-align:center;">0.98</td> <td data-sheets-numberformat='{"1":2,"2":"0","3":1}' data-sheets-value='{"1":3,"3":32.39}' style="overflow:hidden;padding:0px 3px 0px 3px;vertical-align:bottom;text-align:center;">32</td> <td data-sheets-numberformat='{"1":2,"2":"0","3":1}' data-sheets-value='{"1":3,"3":47.52}' style="overflow:hidden;padding:0px 3px 0px 3px;vertical-align:bottom;text-align:center;">48</td> <td data-sheets-value='{"1":3,"3":26}' style="border-right:1px solid #000000;overflow:hidden;padding:0px 3px 0px 3px;vertical-align:bottom;text-align:center;">26</td> </tr> <tr style="height:20px;"> <td style="border-left:1px solid #000000;overflow:hidden;padding:0px 3px 0px 3px;vertical-align:bottom;"></td> <td style="overflow:hidden;padding:0px 3px 0px 3px;vertical-align:bottom;"></td> <td data-sheets-value='{"1":2,"2":"Clear (A/A)"}' style="overflow:hidden;padding:0px 3px 0px 3px;vertical-align:bottom;">Clear (A/A)</td> <td data-sheets-numberformat='{"1":2,"2":"0.00","3":1}' data-sheets-value='{"1":3,"3":0.98}' style="overflow:hidden;padding:0px 3px 0px 3px;vertical-align:bottom;text-align:center;">0.98</td> <td data-sheets-numberformat='{"1":2,"2":"0","3":1}' data-sheets-value='{"1":3,"3":31.569999999999997}' style="overflow:hidden;padding:0px 3px 0px 3px;vertical-align:bottom;text-align:center;">32</td> <td data-sheets-numberformat='{"1":2,"2":"0","3":1}' data-sheets-value='{"1":3,"3":45.54}' style="overflow:hidden;padding:0px 3px 0px 3px;vertical-align:bottom;text-align:center;">46</td> <td data-sheets-value='{"1":3,"3":26}' style="border-right:1px solid #000000;overflow:hidden;padding:0px 3px 0px 3px;vertical-align:bottom;text-align:center;">26</td> </tr> <tr style="height:20px;"> <td style="border-left:1px solid #000000;overflow:hidden;padding:0px 3px 0px 3px;vertical-align:bottom;"></td> <td style="overflow:hidden;padding:0px 3px 0px 3px;vertical-align:bottom;"></td> <td data-sheets-value='{"1":2,"2":"Opal (A/O)"}' style="overflow:hidden;padding:0px 3px 0px 3px;vertical-align:bottom;">Opal (A/O)</td> <td data-sheets-numberformat='{"1":2,"2":"0.00","3":1}' data-sheets-value='{"1":3,"3":0.98}' style="overflow:hidden;padding:0px 3px 0px 3px;vertical-align:bottom;text-align:center;">0.98</td> <td data-sheets-numberformat='{"1":2,"2":"0","3":1}' data-sheets-value='{"1":3,"3":29.93}' style="overflow:hidden;padding:0px 3px 0px 3px;vertical-align:bottom;text-align:center;">30</td> <td data-sheets-numberformat='{"1":2,"2":"0","3":1}' data-sheets-value='{"1":3,"3":41.580000000000005}' style="overflow:hidden;padding:0px 3px 0px 3px;vertical-align:bottom;text-align:center;">42</td> <td data-sheets-value='{"1":3,"3":26}' style="border-right:1px solid #000000;overflow:hidden;padding:0px 3px 0px 3px;vertical-align:bottom;text-align:center;">26</td> </tr> <tr style="height:20px;"> <td style="border-bottom:1px solid #000000;border-left:1px solid #000000;overflow:hidden;padding:0px 3px 0px 3px;vertical-align:bottom;"></td> <td style="border-bottom:1px solid #000000;overflow:hidden;padding:0px 3px 0px 3px;vertical-align:bottom;"></td> <td data-sheets-value='{"1":2,"2":"Opal (A/D)"}' style="border-bottom:1px solid #000000;overflow:hidden;padding:0px 3px 0px 3px;vertical-align:bottom;">Opal (A/D)</td> <td data-sheets-numberformat='{"1":2,"2":"0.00","3":1}' data-sheets-value='{"1":3,"3":0.98}' style="border-bottom:1px solid #000000;overflow:hidden;padding:0px 3px 0px 3px;vertical-align:bottom;text-align:center;">0.98</td> <td data-sheets-numberformat='{"1":2,"2":"0","3":1}' data-sheets-value='{"1":3,"3":20.91}' style="border-bottom:1px solid #000000;overflow:hidden;padding:0px 3px 0px 3px;vertical-align:bottom;text-align:center;">21</td> <td data-sheets-numberformat='{"1":2,"2":"0","3":1}' data-sheets-value='{"1":3,"3":33}' style="border-bottom:1px solid #000000;overflow:hidden;padding:0px 3px 0px 3px;vertical-align:bottom;text-align:center;">33</td> <td data-sheets-value='{"1":3,"3":26}' style="border-right:1px solid #000000;border-bottom:1px solid #000000;overflow:hidden;padding:0px 3px 0px 3px;vertical-align:bottom;text-align:center;">26</td> </tr> <tr style="height:20px;"> <td data-sheets-value='{"1":2,"2":"Polycarbonate"}' style="border-left:1px solid #000000;overflow:hidden;padding:0px 3px 0px 3px;vertical-align:bottom;">Polycarbonate</td> <td data-sheets-value='{"1":2,"2":"EW"}' style="overflow:hidden;padding:0px 3px 0px 3px;vertical-align:bottom;">EW</td> <td data-sheets-value='{"1":2,"2":"Heatstop Opal (T)"}' style="overflow:hidden;padding:0px 3px 0px 3px;vertical-align:bottom;">Heatstop Opal (T)</td> <td data-sheets-numberformat='{"1":2,"2":"0.00","3":1}' data-sheets-value='{"1":3,"3":1.19}' style="overflow:hidden;padding:0px 3px 0px 3px;vertical-align:bottom;text-align:center;">1.19</td> <td data-sheets-numberformat='{"1":2,"2":"0","3":1}' data-sheets-value='{"1":3,"3":20.09}' style="overflow:hidden;padding:0px 3px 0px 3px;vertical-align:bottom;text-align:center;">20</td> <td data-sheets-numberformat='{"1":2,"2":"0","3":1}' data-sheets-value='{"1":3,"3":38.940000000000005}' style="overflow:hidden;padding:0px 3px 0px 3px;vertical-align:bottom;text-align:center;">39</td> <td data-sheets-value='{"1":3,"3":24}' style="border-right:1px solid #000000;overflow:hidden;padding:0px 3px 0px 3px;vertical-align:bottom;text-align:center;">24</td> </tr> <tr style="height:20px;"> <td data-sheets-value='{"1":2,"2":"Heatstop PC"}' style="border-left:1px solid #000000;overflow:hidden;padding:0px 3px 0px 3px;vertical-align:bottom;">Heatstop PC</td> <td data-sheets-value='{"1":2,"2":"DW"}' style="overflow:hidden;padding:0px 3px 0px 3px;vertical-align:bottom;">DW</td> <td data-sheets-value='{"1":2,"2":"Clear (T/H)"}' style="overflow:hidden;padding:0px 3px 0px 3px;vertical-align:bottom;">Clear (T/H)</td> <td data-sheets-numberformat='{"1":2,"2":"0.00","3":1}' data-sheets-value='{"1":3,"3":0.98}' style="overflow:hidden;padding:0px 3px 0px 3px;vertical-align:bottom;text-align:center;">0.98</td> <td data-sheets-numberformat='{"1":2,"2":"0","3":1}' data-sheets-value='{"1":3,"3":18.04}' style="overflow:hidden;padding:0px 3px 0px 3px;vertical-align:bottom;text-align:center;">18</td> <td data-sheets-numberformat='{"1":2,"2":"0","3":1}' data-sheets-value='{"1":3,"3":33.660000000000004}' style="overflow:hidden;padding:0px 3px 0px 3px;vertical-align:bottom;text-align:center;">34</td> <td data-sheets-value='{"1":3,"3":26}' style="border-right:1px solid #000000;overflow:hidden;padding:0px 3px 0px 3px;vertical-align:bottom;text-align:center;">26</td> </tr> <tr style="height:20px;"> <td style="border-bottom:1px solid #000000;border-left:1px solid #000000;overflow:hidden;padding:0px 3px 0px 3px;vertical-align:bottom;"></td> <td style="border-bottom:1px solid #000000;overflow:hidden;padding:0px 3px 0px 3px;vertical-align:bottom;"></td> <td data-sheets-value='{"1":2,"2":"Opal (T/O)"}' style="border-bottom:1px solid #000000;overflow:hidden;padding:0px 3px 0px 3px;vertical-align:bottom;">Opal (T/O)</td> <td data-sheets-numberformat='{"1":2,"2":"0.00","3":1}' data-sheets-value='{"1":3,"3":0.98}' style="border-bottom:1px solid #000000;overflow:hidden;padding:0px 3px 0px 3px;vertical-align:bottom;text-align:center;">0.98</td> <td data-sheets-numberformat='{"1":2,"2":"0","3":1}' data-sheets-value='{"1":3,"3":16.81}' style="border-bottom:1px solid #000000;overflow:hidden;padding:0px 3px 0px 3px;vertical-align:bottom;text-align:center;">17</td> <td data-sheets-numberformat='{"1":2,"2":"0","3":1}' data-sheets-value='{"1":3,"3":29.700000000000003}' style="border-bottom:1px solid #000000;overflow:hidden;padding:0px 3px 0px 3px;vertical-align:bottom;text-align:center;">30</td> <td data-sheets-value='{"1":3,"3":26}' style="border-right:1px solid #000000;border-bottom:1px solid #000000;overflow:hidden;padding:0px 3px 0px 3px;vertical-align:bottom;text-align:center;">26</td> </tr> </tbody></table> | skylux-160-ce-met-koepel-en-metaalopstand-met-lm-motor-pvc-raam-type-ep25-en-windvang-1000-x-1600-mm | 8585998860621 | 46872277516621
Smoke and heat exhaust (SHEV) | SHE system | Skylux | Skylux 160° CE with skylight and metal curb with LM-actuator, PVC frame type EP25 and spoiler 1000 x 1900 mm |  | 50933 | 5412970509332 | 5255.05 | Yes | 30-45 | 112.59 | 1000 x 1900 mm | 1900 | 1000 |  | metal curb M30 (30 cm high) | Rectangular | 1.19 W/m²K - 0.98 W/m²K | 57% - 30% | 37% - 17% | 24dB - 26dB | 160° CE (for industry) | PVC frame EP25 | with spoiler | E | Single actuator | Maximum double-walled skylight possible for this product | Ut-value LT-value g-value Rw-value EN 1873 : 2014 EN ISO 13468 EN 16153 EN 410 EN 410 EN ISO 140-3 Material Walls Shells (W/m²K) (%) (%) (dB) Acrylic EW Clear (H) 1.19 37 57 24 PMMA Opal (O) 1.19 34 50 24 DW Clear (H/H) 0.98 33 50 26 Opal (O/O) 0.98 28 38 26 Polycarbonate EW Clear (A) 1.19 36 55 24 PC Opal (D) 1.19 24 40 24 DW Clear (A/H) 0.98 32 48 26 Clear (A/A) 0.98 32 46 26 Opal (A/O) 0.98 30 42 26 Opal (A/D) 0.98 21 33 26 Polycarbonate EW Heatstop Opal (T) 1.19 20 39 24 Heatstop PC DW Clear (T/H) 0.98 18 34 26 Opal (T/O) 0.98 17 30 26 | https://skylux.eu/en/products/skylux-160-ce-met-koepel-en-metaalopstand-met-lm-motor-pvc-raam-type-ep25-en-windvang-1000-x-1900-mm | https://skylux.eu/cdn/shop/files/Skylux-160deg-CE-met-koepel-en-metaalopstand-met-LM-motor-pvc-raam-type-EP25-en-windvang-1000-x-1900-mm-RWA-systeem.jpg?v=1702977081&width=1600 | https://skylux.eu/cdn/shop/files/e5a82811-1bb0-48e4-a776-cacb59c7c092_a674785c-e815-49ec-b719-35cf11d4d1cc.jpg?v=1688550283&width=1600 | //skylux.eu/cdn/shop/files/E_MH_Mounting_instructions_Skylux_160_CE_LM.pdf?v=12406716259046007223 | //skylux.eu/cdn/shop/files/E_TD_Technical_File_Skylux_Skylux_160_CE_Electric.pdf?v=3667116872303399239 | <style type="text/css" id="isPasted"><!--td {border: 1px solid #cccccc;}br {mso-data-placement:same-cell;}--></style><table border="1" cellpadding="0" cellspacing="0" dir="ltr" style="table-layout:fixed;font-size:10pt;font-family:Arial;border-collapse:collapse;border:none;"><tbody> <tr style="height:20px;"> <td style="overflow:hidden;padding:0px 3px 0px 3px;vertical-align:bottom;"></td> <td style="overflow:hidden;padding:0px 3px 0px 3px;vertical-align:bottom;"></td> <td style="overflow:hidden;padding:0px 3px 0px 3px;vertical-align:bottom;"></td> <td data-sheets-value='{"1":2,"2":"Ut-value"}' style="overflow:hidden;padding:0px 3px 0px 3px;vertical-align:bottom;font-weight:bold;text-align:center;">Ut-value</td> <td data-sheets-value='{"1":2,"2":"LT-value"}' style="overflow:hidden;padding:0px 3px 0px 3px;vertical-align:bottom;font-weight:bold;text-align:center;">LT-value</td> <td data-sheets-value='{"1":2,"2":"g-value"}' style="overflow:hidden;padding:0px 3px 0px 3px;vertical-align:bottom;font-weight:bold;text-align:center;">g-value</td> <td data-sheets-value='{"1":2,"2":"Rw-value "}' style="overflow:hidden;padding:0px 3px 0px 3px;vertical-align:bottom;font-weight:bold;text-align:center;">Rw-value </td> </tr> <tr style="height:20px;"> <td style="overflow:hidden;padding:0px 3px 0px 3px;vertical-align:bottom;"></td> <td style="overflow:hidden;padding:0px 3px 0px 3px;vertical-align:bottom;"></td> <td style="overflow:hidden;padding:0px 3px 0px 3px;vertical-align:bottom;"></td> <td data-sheets-numberformat='{"1":2,"2":"0.00","3":1}' data-sheets-value='{"1":2,"2":"EN 1873 : 2014"}' style="overflow:hidden;padding:0px 3px 0px 3px;vertical-align:bottom;text-align:center;">EN 1873 : 2014</td> <td data-sheets-numberformat='{"1":2,"2":"0","3":1}' data-sheets-value='{"1":2,"2":"EN ISO 13468 EN 16153 EN 410"}' style="overflow:hidden;padding:0px 3px 0px 3px;vertical-align:bottom;text-align:center;">EN ISO 13468 EN 16153 EN 410</td> <td data-sheets-numberformat='{"1":2,"2":"0","3":1}' data-sheets-value='{"1":2,"2":"EN 410"}' style="overflow:hidden;padding:0px 3px 0px 3px;vertical-align:bottom;text-align:center;">EN 410</td> <td data-sheets-value='{"1":2,"2":"EN ISO 140-3\t\t"}' style="overflow:hidden;padding:0px 3px 0px 3px;vertical-align:bottom;text-align:center;">EN ISO 140-3 </td> </tr> <tr style="height:20px;"> <td data-sheets-value='{"1":2,"2":"Material"}' style="border-bottom:1px solid #000000;overflow:hidden;padding:0px 3px 0px 3px;vertical-align:bottom;background-color:#000000;font-weight:bold;color:#ffffff;">Material</td> <td data-sheets-value='{"1":2,"2":"Walls"}' style="border-bottom:1px solid #000000;overflow:hidden;padding:0px 3px 0px 3px;vertical-align:bottom;background-color:#000000;font-weight:bold;color:#ffffff;">Walls</td> <td data-sheets-value='{"1":2,"2":"Shells"}' style="border-bottom:1px solid #000000;overflow:hidden;padding:0px 3px 0px 3px;vertical-align:bottom;background-color:#000000;font-weight:bold;color:#ffffff;">Shells</td> <td data-sheets-numberformat='{"1":2,"2":"0.00","3":1}' data-sheets-value='{"1":2,"2":"(W/m²K)\t"}' style="border-bottom:1px solid #000000;overflow:hidden;padding:0px 3px 0px 3px;vertical-align:bottom;background-color:#000000;font-weight:bold;color:#ffffff;text-align:center;">(W/m²K) </td> <td data-sheets-numberformat='{"1":2,"2":"0","3":1}' data-sheets-value='{"1":2,"2":"(%)"}' style="border-bottom:1px solid #000000;overflow:hidden;padding:0px 3px 0px 3px;vertical-align:bottom;background-color:#000000;font-weight:bold;color:#ffffff;text-align:center;">(%)</td> <td data-sheets-numberformat='{"1":2,"2":"0","3":1}' data-sheets-value='{"1":2,"2":"(%)"}' style="border-bottom:1px solid #000000;overflow:hidden;padding:0px 3px 0px 3px;vertical-align:bottom;background-color:#000000;font-weight:bold;color:#ffffff;text-align:center;">(%)</td> <td data-sheets-value='{"1":2,"2":"(dB)"}' style="border-bottom:1px solid #000000;overflow:hidden;padding:0px 3px 0px 3px;vertical-align:bottom;background-color:#000000;font-weight:bold;color:#ffffff;text-align:center;">(dB)</td> </tr> <tr style="height:20px;"> <td data-sheets-value='{"1":2,"2":"Acrylic"}' style="border-left:1px solid #000000;overflow:hidden;padding:0px 3px 0px 3px;vertical-align:bottom;">Acrylic</td> <td data-sheets-value='{"1":2,"2":"EW"}' style="overflow:hidden;padding:0px 3px 0px 3px;vertical-align:bottom;">EW</td> <td data-sheets-value='{"1":2,"2":"Clear (H)"}' style="overflow:hidden;padding:0px 3px 0px 3px;vertical-align:bottom;">Clear (H)</td> <td data-sheets-numberformat='{"1":2,"2":"0.00","3":1}' data-sheets-value='{"1":3,"3":1.19}' style="overflow:hidden;padding:0px 3px 0px 3px;vertical-align:bottom;text-align:center;">1.19</td> <td data-sheets-numberformat='{"1":2,"2":"0","3":1}' data-sheets-value='{"1":3,"3":36.9}' style="overflow:hidden;padding:0px 3px 0px 3px;vertical-align:bottom;text-align:center;">37</td> <td data-sheets-numberformat='{"1":2,"2":"0","3":1}' data-sheets-value='{"1":3,"3":57.42}' style="overflow:hidden;padding:0px 3px 0px 3px;vertical-align:bottom;text-align:center;">57</td> <td data-sheets-value='{"1":3,"3":24}' style="border-right:1px solid #000000;overflow:hidden;padding:0px 3px 0px 3px;vertical-align:bottom;text-align:center;">24</td> </tr> <tr style="height:20px;"> <td data-sheets-value='{"1":2,"2":"PMMA"}' style="border-left:1px solid #000000;overflow:hidden;padding:0px 3px 0px 3px;vertical-align:bottom;">PMMA</td> <td style="overflow:hidden;padding:0px 3px 0px 3px;vertical-align:bottom;"></td> <td data-sheets-value='{"1":2,"2":"Opal (O)"}' style="overflow:hidden;padding:0px 3px 0px 3px;vertical-align:bottom;">Opal (O)</td> <td data-sheets-numberformat='{"1":2,"2":"0.00","3":1}' data-sheets-value='{"1":3,"3":1.19}' style="overflow:hidden;padding:0px 3px 0px 3px;vertical-align:bottom;text-align:center;">1.19</td> <td data-sheets-numberformat='{"1":2,"2":"0","3":1}' data-sheets-value='{"1":3,"3":34.03}' style="overflow:hidden;padding:0px 3px 0px 3px;vertical-align:bottom;text-align:center;">34</td> <td data-sheets-numberformat='{"1":2,"2":"0","3":1}' data-sheets-value='{"1":3,"3":50.160000000000004}' style="overflow:hidden;padding:0px 3px 0px 3px;vertical-align:bottom;text-align:center;">50</td> <td data-sheets-value='{"1":3,"3":24}' style="border-right:1px solid #000000;overflow:hidden;padding:0px 3px 0px 3px;vertical-align:bottom;text-align:center;">24</td> </tr> <tr style="height:20px;"> <td style="border-left:1px solid #000000;overflow:hidden;padding:0px 3px 0px 3px;vertical-align:bottom;"></td> <td data-sheets-value='{"1":2,"2":"DW"}' style="overflow:hidden;padding:0px 3px 0px 3px;vertical-align:bottom;">DW</td> <td data-sheets-value='{"1":2,"2":"Clear (H/H)"}' style="overflow:hidden;padding:0px 3px 0px 3px;vertical-align:bottom;">Clear (H/H)</td> <td data-sheets-numberformat='{"1":2,"2":"0.00","3":1}' data-sheets-value='{"1":3,"3":0.98}' style="overflow:hidden;padding:0px 3px 0px 3px;vertical-align:bottom;text-align:center;">0.98</td> <td data-sheets-numberformat='{"1":2,"2":"0","3":1}' data-sheets-value='{"1":3,"3":33.21}' style="overflow:hidden;padding:0px 3px 0px 3px;vertical-align:bottom;text-align:center;">33</td> <td data-sheets-numberformat='{"1":2,"2":"0","3":1}' data-sheets-value='{"1":3,"3":49.5}' style="overflow:hidden;padding:0px 3px 0px 3px;vertical-align:bottom;text-align:center;">50</td> <td data-sheets-value='{"1":3,"3":26}' style="border-right:1px solid #000000;overflow:hidden;padding:0px 3px 0px 3px;vertical-align:bottom;text-align:center;">26</td> </tr> <tr style="height:20px;"> <td style="border-bottom:1px solid #000000;border-left:1px solid #000000;overflow:hidden;padding:0px 3px 0px 3px;vertical-align:bottom;"></td> <td style="border-bottom:1px solid #000000;overflow:hidden;padding:0px 3px 0px 3px;vertical-align:bottom;"></td> <td data-sheets-value='{"1":2,"2":"Opal (O/O)"}' style="border-bottom:1px solid #000000;overflow:hidden;padding:0px 3px 0px 3px;vertical-align:bottom;">Opal (O/O)</td> <td data-sheets-numberformat='{"1":2,"2":"0.00","3":1}' data-sheets-value='{"1":3,"3":0.98}' style="border-bottom:1px solid #000000;overflow:hidden;padding:0px 3px 0px 3px;vertical-align:bottom;text-align:center;">0.98</td> <td data-sheets-numberformat='{"1":2,"2":"0","3":1}' data-sheets-value='{"1":3,"3":28.29}' style="border-bottom:1px solid #000000;overflow:hidden;padding:0px 3px 0px 3px;vertical-align:bottom;text-align:center;">28</td> <td data-sheets-numberformat='{"1":2,"2":"0","3":1}' data-sheets-value='{"1":3,"3":38.28}' style="border-bottom:1px solid #000000;overflow:hidden;padding:0px 3px 0px 3px;vertical-align:bottom;text-align:center;">38</td> <td data-sheets-value='{"1":3,"3":26}' style="border-right:1px solid #000000;border-bottom:1px solid #000000;overflow:hidden;padding:0px 3px 0px 3px;vertical-align:bottom;text-align:center;">26</td> </tr> <tr style="height:20px;"> <td data-sheets-value='{"1":2,"2":"Polycarbonate "}' style="border-left:1px solid #000000;overflow:hidden;padding:0px 3px 0px 3px;vertical-align:bottom;">Polycarbonate </td> <td data-sheets-value='{"1":2,"2":"EW"}' style="overflow:hidden;padding:0px 3px 0px 3px;vertical-align:bottom;">EW</td> <td data-sheets-value='{"1":2,"2":"Clear (A)"}' style="overflow:hidden;padding:0px 3px 0px 3px;vertical-align:bottom;">Clear (A)</td> <td data-sheets-numberformat='{"1":2,"2":"0.00","3":1}' data-sheets-value='{"1":3,"3":1.19}' style="overflow:hidden;padding:0px 3px 0px 3px;vertical-align:bottom;text-align:center;">1.19</td> <td data-sheets-numberformat='{"1":2,"2":"0","3":1}' data-sheets-value='{"1":3,"3":36.08}' style="overflow:hidden;padding:0px 3px 0px 3px;vertical-align:bottom;text-align:center;">36</td> <td data-sheets-numberformat='{"1":2,"2":"0","3":1}' data-sheets-value='{"1":3,"3":54.78}' style="overflow:hidden;padding:0px 3px 0px 3px;vertical-align:bottom;text-align:center;">55</td> <td data-sheets-value='{"1":3,"3":24}' style="border-right:1px solid #000000;overflow:hidden;padding:0px 3px 0px 3px;vertical-align:bottom;text-align:center;">24</td> </tr> <tr style="height:20px;"> <td data-sheets-value='{"1":2,"2":"PC"}' style="border-left:1px solid #000000;overflow:hidden;padding:0px 3px 0px 3px;vertical-align:bottom;">PC</td> <td style="overflow:hidden;padding:0px 3px 0px 3px;vertical-align:bottom;"></td> <td data-sheets-value='{"1":2,"2":"Opal (D)"}' style="overflow:hidden;padding:0px 3px 0px 3px;vertical-align:bottom;">Opal (D)</td> <td data-sheets-numberformat='{"1":2,"2":"0.00","3":1}' data-sheets-value='{"1":3,"3":1.19}' style="overflow:hidden;padding:0px 3px 0px 3px;vertical-align:bottom;text-align:center;">1.19</td> <td data-sheets-numberformat='{"1":2,"2":"0","3":1}' data-sheets-value='{"1":3,"3":23.779999999999998}' style="overflow:hidden;padding:0px 3px 0px 3px;vertical-align:bottom;text-align:center;">24</td> <td data-sheets-numberformat='{"1":2,"2":"0","3":1}' data-sheets-value='{"1":3,"3":39.6}' style="overflow:hidden;padding:0px 3px 0px 3px;vertical-align:bottom;text-align:center;">40</td> <td data-sheets-value='{"1":3,"3":24}' style="border-right:1px solid #000000;overflow:hidden;padding:0px 3px 0px 3px;vertical-align:bottom;text-align:center;">24</td> </tr> <tr style="height:20px;"> <td style="border-left:1px solid #000000;overflow:hidden;padding:0px 3px 0px 3px;vertical-align:bottom;"></td> <td data-sheets-value='{"1":2,"2":"DW"}' style="overflow:hidden;padding:0px 3px 0px 3px;vertical-align:bottom;">DW</td> <td data-sheets-value='{"1":2,"2":"Clear (A/H)"}' style="overflow:hidden;padding:0px 3px 0px 3px;vertical-align:bottom;">Clear (A/H)</td> <td data-sheets-numberformat='{"1":2,"2":"0.00","3":1}' data-sheets-value='{"1":3,"3":0.98}' style="overflow:hidden;padding:0px 3px 0px 3px;vertical-align:bottom;text-align:center;">0.98</td> <td data-sheets-numberformat='{"1":2,"2":"0","3":1}' data-sheets-value='{"1":3,"3":32.39}' style="overflow:hidden;padding:0px 3px 0px 3px;vertical-align:bottom;text-align:center;">32</td> <td data-sheets-numberformat='{"1":2,"2":"0","3":1}' data-sheets-value='{"1":3,"3":47.52}' style="overflow:hidden;padding:0px 3px 0px 3px;vertical-align:bottom;text-align:center;">48</td> <td data-sheets-value='{"1":3,"3":26}' style="border-right:1px solid #000000;overflow:hidden;padding:0px 3px 0px 3px;vertical-align:bottom;text-align:center;">26</td> </tr> <tr style="height:20px;"> <td style="border-left:1px solid #000000;overflow:hidden;padding:0px 3px 0px 3px;vertical-align:bottom;"></td> <td style="overflow:hidden;padding:0px 3px 0px 3px;vertical-align:bottom;"></td> <td data-sheets-value='{"1":2,"2":"Clear (A/A)"}' style="overflow:hidden;padding:0px 3px 0px 3px;vertical-align:bottom;">Clear (A/A)</td> <td data-sheets-numberformat='{"1":2,"2":"0.00","3":1}' data-sheets-value='{"1":3,"3":0.98}' style="overflow:hidden;padding:0px 3px 0px 3px;vertical-align:bottom;text-align:center;">0.98</td> <td data-sheets-numberformat='{"1":2,"2":"0","3":1}' data-sheets-value='{"1":3,"3":31.569999999999997}' style="overflow:hidden;padding:0px 3px 0px 3px;vertical-align:bottom;text-align:center;">32</td> <td data-sheets-numberformat='{"1":2,"2":"0","3":1}' data-sheets-value='{"1":3,"3":45.54}' style="overflow:hidden;padding:0px 3px 0px 3px;vertical-align:bottom;text-align:center;">46</td> <td data-sheets-value='{"1":3,"3":26}' style="border-right:1px solid #000000;overflow:hidden;padding:0px 3px 0px 3px;vertical-align:bottom;text-align:center;">26</td> </tr> <tr style="height:20px;"> <td style="border-left:1px solid #000000;overflow:hidden;padding:0px 3px 0px 3px;vertical-align:bottom;"></td> <td style="overflow:hidden;padding:0px 3px 0px 3px;vertical-align:bottom;"></td> <td data-sheets-value='{"1":2,"2":"Opal (A/O)"}' style="overflow:hidden;padding:0px 3px 0px 3px;vertical-align:bottom;">Opal (A/O)</td> <td data-sheets-numberformat='{"1":2,"2":"0.00","3":1}' data-sheets-value='{"1":3,"3":0.98}' style="overflow:hidden;padding:0px 3px 0px 3px;vertical-align:bottom;text-align:center;">0.98</td> <td data-sheets-numberformat='{"1":2,"2":"0","3":1}' data-sheets-value='{"1":3,"3":29.93}' style="overflow:hidden;padding:0px 3px 0px 3px;vertical-align:bottom;text-align:center;">30</td> <td data-sheets-numberformat='{"1":2,"2":"0","3":1}' data-sheets-value='{"1":3,"3":41.580000000000005}' style="overflow:hidden;padding:0px 3px 0px 3px;vertical-align:bottom;text-align:center;">42</td> <td data-sheets-value='{"1":3,"3":26}' style="border-right:1px solid #000000;overflow:hidden;padding:0px 3px 0px 3px;vertical-align:bottom;text-align:center;">26</td> </tr> <tr style="height:20px;"> <td style="border-bottom:1px solid #000000;border-left:1px solid #000000;overflow:hidden;padding:0px 3px 0px 3px;vertical-align:bottom;"></td> <td style="border-bottom:1px solid #000000;overflow:hidden;padding:0px 3px 0px 3px;vertical-align:bottom;"></td> <td data-sheets-value='{"1":2,"2":"Opal (A/D)"}' style="border-bottom:1px solid #000000;overflow:hidden;padding:0px 3px 0px 3px;vertical-align:bottom;">Opal (A/D)</td> <td data-sheets-numberformat='{"1":2,"2":"0.00","3":1}' data-sheets-value='{"1":3,"3":0.98}' style="border-bottom:1px solid #000000;overflow:hidden;padding:0px 3px 0px 3px;vertical-align:bottom;text-align:center;">0.98</td> <td data-sheets-numberformat='{"1":2,"2":"0","3":1}' data-sheets-value='{"1":3,"3":20.91}' style="border-bottom:1px solid #000000;overflow:hidden;padding:0px 3px 0px 3px;vertical-align:bottom;text-align:center;">21</td> <td data-sheets-numberformat='{"1":2,"2":"0","3":1}' data-sheets-value='{"1":3,"3":33}' style="border-bottom:1px solid #000000;overflow:hidden;padding:0px 3px 0px 3px;vertical-align:bottom;text-align:center;">33</td> <td data-sheets-value='{"1":3,"3":26}' style="border-right:1px solid #000000;border-bottom:1px solid #000000;overflow:hidden;padding:0px 3px 0px 3px;vertical-align:bottom;text-align:center;">26</td> </tr> <tr style="height:20px;"> <td data-sheets-value='{"1":2,"2":"Polycarbonate"}' style="border-left:1px solid #000000;overflow:hidden;padding:0px 3px 0px 3px;vertical-align:bottom;">Polycarbonate</td> <td data-sheets-value='{"1":2,"2":"EW"}' style="overflow:hidden;padding:0px 3px 0px 3px;vertical-align:bottom;">EW</td> <td data-sheets-value='{"1":2,"2":"Heatstop Opal (T)"}' style="overflow:hidden;padding:0px 3px 0px 3px;vertical-align:bottom;">Heatstop Opal (T)</td> <td data-sheets-numberformat='{"1":2,"2":"0.00","3":1}' data-sheets-value='{"1":3,"3":1.19}' style="overflow:hidden;padding:0px 3px 0px 3px;vertical-align:bottom;text-align:center;">1.19</td> <td data-sheets-numberformat='{"1":2,"2":"0","3":1}' data-sheets-value='{"1":3,"3":20.09}' style="overflow:hidden;padding:0px 3px 0px 3px;vertical-align:bottom;text-align:center;">20</td> <td data-sheets-numberformat='{"1":2,"2":"0","3":1}' data-sheets-value='{"1":3,"3":38.940000000000005}' style="overflow:hidden;padding:0px 3px 0px 3px;vertical-align:bottom;text-align:center;">39</td> <td data-sheets-value='{"1":3,"3":24}' style="border-right:1px solid #000000;overflow:hidden;padding:0px 3px 0px 3px;vertical-align:bottom;text-align:center;">24</td> </tr> <tr style="height:20px;"> <td data-sheets-value='{"1":2,"2":"Heatstop PC"}' style="border-left:1px solid #000000;overflow:hidden;padding:0px 3px 0px 3px;vertical-align:bottom;">Heatstop PC</td> <td data-sheets-value='{"1":2,"2":"DW"}' style="overflow:hidden;padding:0px 3px 0px 3px;vertical-align:bottom;">DW</td> <td data-sheets-value='{"1":2,"2":"Clear (T/H)"}' style="overflow:hidden;padding:0px 3px 0px 3px;vertical-align:bottom;">Clear (T/H)</td> <td data-sheets-numberformat='{"1":2,"2":"0.00","3":1}' data-sheets-value='{"1":3,"3":0.98}' style="overflow:hidden;padding:0px 3px 0px 3px;vertical-align:bottom;text-align:center;">0.98</td> <td data-sheets-numberformat='{"1":2,"2":"0","3":1}' data-sheets-value='{"1":3,"3":18.04}' style="overflow:hidden;padding:0px 3px 0px 3px;vertical-align:bottom;text-align:center;">18</td> <td data-sheets-numberformat='{"1":2,"2":"0","3":1}' data-sheets-value='{"1":3,"3":33.660000000000004}' style="overflow:hidden;padding:0px 3px 0px 3px;vertical-align:bottom;text-align:center;">34</td> <td data-sheets-value='{"1":3,"3":26}' style="border-right:1px solid #000000;overflow:hidden;padding:0px 3px 0px 3px;vertical-align:bottom;text-align:center;">26</td> </tr> <tr style="height:20px;"> <td style="border-bottom:1px solid #000000;border-left:1px solid #000000;overflow:hidden;padding:0px 3px 0px 3px;vertical-align:bottom;"></td> <td style="border-bottom:1px solid #000000;overflow:hidden;padding:0px 3px 0px 3px;vertical-align:bottom;"></td> <td data-sheets-value='{"1":2,"2":"Opal (T/O)"}' style="border-bottom:1px solid #000000;overflow:hidden;padding:0px 3px 0px 3px;vertical-align:bottom;">Opal (T/O)</td> <td data-sheets-numberformat='{"1":2,"2":"0.00","3":1}' data-sheets-value='{"1":3,"3":0.98}' style="border-bottom:1px solid #000000;overflow:hidden;padding:0px 3px 0px 3px;vertical-align:bottom;text-align:center;">0.98</td> <td data-sheets-numberformat='{"1":2,"2":"0","3":1}' data-sheets-value='{"1":3,"3":16.81}' style="border-bottom:1px solid #000000;overflow:hidden;padding:0px 3px 0px 3px;vertical-align:bottom;text-align:center;">17</td> <td data-sheets-numberformat='{"1":2,"2":"0","3":1}' data-sheets-value='{"1":3,"3":29.700000000000003}' style="border-bottom:1px solid #000000;overflow:hidden;padding:0px 3px 0px 3px;vertical-align:bottom;text-align:center;">30</td> <td data-sheets-value='{"1":3,"3":26}' style="border-right:1px solid #000000;border-bottom:1px solid #000000;overflow:hidden;padding:0px 3px 0px 3px;vertical-align:bottom;text-align:center;">26</td> </tr> </tbody></table> | skylux-160-ce-met-koepel-en-metaalopstand-met-lm-motor-pvc-raam-type-ep25-en-windvang-1000-x-1900-mm | 8585999024461 | 46872277713229
Smoke and heat exhaust (SHEV) | SHE system | Skylux | Skylux 160° CE with skylight and metal curb with LM-actuator, PVC frame type EP25 and spoiler 1000 x 2000 mm |  | 50934 | 5412970509349 | 5290.15 | Yes | 30-45 | 115.39 | 1000 x 2000 mm | 2000 | 1000 |  | metal curb M30 (30 cm high) | Rectangular | 1.19 W/m²K - 0.98 W/m²K | 57% - 30% | 37% - 17% | 24dB - 26dB | 160° CE (for industry) | PVC frame EP25 | with spoiler | E | Single actuator | Maximum double-walled skylight possible for this product | Ut-value LT-value g-value Rw-value EN 1873 : 2014 EN ISO 13468 EN 16153 EN 410 EN 410 EN ISO 140-3 Material Walls Shells (W/m²K) (%) (%) (dB) Acrylic EW Clear (H) 1.19 37 57 24 PMMA Opal (O) 1.19 34 50 24 DW Clear (H/H) 0.98 33 50 26 Opal (O/O) 0.98 28 38 26 Polycarbonate EW Clear (A) 1.19 36 55 24 PC Opal (D) 1.19 24 40 24 DW Clear (A/H) 0.98 32 48 26 Clear (A/A) 0.98 32 46 26 Opal (A/O) 0.98 30 42 26 Opal (A/D) 0.98 21 33 26 Polycarbonate EW Heatstop Opal (T) 1.19 20 39 24 Heatstop PC DW Clear (T/H) 0.98 18 34 26 Opal (T/O) 0.98 17 30 26 | https://skylux.eu/en/products/skylux-160-ce-met-koepel-en-metaalopstand-met-lm-motor-pvc-raam-type-ep25-en-windvang-1000-x-2000-mm | https://skylux.eu/cdn/shop/files/Skylux-160deg-CE-met-koepel-en-metaalopstand-met-LM-motor-pvc-raam-type-EP25-en-windvang-1000-x-2000-mm-RWA-systeem.jpg?v=1702977087&width=1600 | https://skylux.eu/cdn/shop/files/e5a82811-1bb0-48e4-a776-cacb59c7c092_bc8a6b0a-7d6d-42ee-9fd6-b49bf9f1fff7.jpg?v=1688550284&width=1600 | //skylux.eu/cdn/shop/files/E_MH_Mounting_instructions_Skylux_160_CE_LM.pdf?v=12406716259046007223 | //skylux.eu/cdn/shop/files/E_TD_Technical_File_Skylux_Skylux_160_CE_Electric.pdf?v=3667116872303399239 | <style type="text/css" id="isPasted"><!--td {border: 1px solid #cccccc;}br {mso-data-placement:same-cell;}--></style><table border="1" cellpadding="0" cellspacing="0" dir="ltr" style="table-layout:fixed;font-size:10pt;font-family:Arial;border-collapse:collapse;border:none;"><tbody> <tr style="height:20px;"> <td style="overflow:hidden;padding:0px 3px 0px 3px;vertical-align:bottom;"></td> <td style="overflow:hidden;padding:0px 3px 0px 3px;vertical-align:bottom;"></td> <td style="overflow:hidden;padding:0px 3px 0px 3px;vertical-align:bottom;"></td> <td data-sheets-value='{"1":2,"2":"Ut-value"}' style="overflow:hidden;padding:0px 3px 0px 3px;vertical-align:bottom;font-weight:bold;text-align:center;">Ut-value</td> <td data-sheets-value='{"1":2,"2":"LT-value"}' style="overflow:hidden;padding:0px 3px 0px 3px;vertical-align:bottom;font-weight:bold;text-align:center;">LT-value</td> <td data-sheets-value='{"1":2,"2":"g-value"}' style="overflow:hidden;padding:0px 3px 0px 3px;vertical-align:bottom;font-weight:bold;text-align:center;">g-value</td> <td data-sheets-value='{"1":2,"2":"Rw-value "}' style="overflow:hidden;padding:0px 3px 0px 3px;vertical-align:bottom;font-weight:bold;text-align:center;">Rw-value </td> </tr> <tr style="height:20px;"> <td style="overflow:hidden;padding:0px 3px 0px 3px;vertical-align:bottom;"></td> <td style="overflow:hidden;padding:0px 3px 0px 3px;vertical-align:bottom;"></td> <td style="overflow:hidden;padding:0px 3px 0px 3px;vertical-align:bottom;"></td> <td data-sheets-numberformat='{"1":2,"2":"0.00","3":1}' data-sheets-value='{"1":2,"2":"EN 1873 : 2014"}' style="overflow:hidden;padding:0px 3px 0px 3px;vertical-align:bottom;text-align:center;">EN 1873 : 2014</td> <td data-sheets-numberformat='{"1":2,"2":"0","3":1}' data-sheets-value='{"1":2,"2":"EN ISO 13468 EN 16153 EN 410"}' style="overflow:hidden;padding:0px 3px 0px 3px;vertical-align:bottom;text-align:center;">EN ISO 13468 EN 16153 EN 410</td> <td data-sheets-numberformat='{"1":2,"2":"0","3":1}' data-sheets-value='{"1":2,"2":"EN 410"}' style="overflow:hidden;padding:0px 3px 0px 3px;vertical-align:bottom;text-align:center;">EN 410</td> <td data-sheets-value='{"1":2,"2":"EN ISO 140-3\t\t"}' style="overflow:hidden;padding:0px 3px 0px 3px;vertical-align:bottom;text-align:center;">EN ISO 140-3 </td> </tr> <tr style="height:20px;"> <td data-sheets-value='{"1":2,"2":"Material"}' style="border-bottom:1px solid #000000;overflow:hidden;padding:0px 3px 0px 3px;vertical-align:bottom;background-color:#000000;font-weight:bold;color:#ffffff;">Material</td> <td data-sheets-value='{"1":2,"2":"Walls"}' style="border-bottom:1px solid #000000;overflow:hidden;padding:0px 3px 0px 3px;vertical-align:bottom;background-color:#000000;font-weight:bold;color:#ffffff;">Walls</td> <td data-sheets-value='{"1":2,"2":"Shells"}' style="border-bottom:1px solid #000000;overflow:hidden;padding:0px 3px 0px 3px;vertical-align:bottom;background-color:#000000;font-weight:bold;color:#ffffff;">Shells</td> <td data-sheets-numberformat='{"1":2,"2":"0.00","3":1}' data-sheets-value='{"1":2,"2":"(W/m²K)\t"}' style="border-bottom:1px solid #000000;overflow:hidden;padding:0px 3px 0px 3px;vertical-align:bottom;background-color:#000000;font-weight:bold;color:#ffffff;text-align:center;">(W/m²K) </td> <td data-sheets-numberformat='{"1":2,"2":"0","3":1}' data-sheets-value='{"1":2,"2":"(%)"}' style="border-bottom:1px solid #000000;overflow:hidden;padding:0px 3px 0px 3px;vertical-align:bottom;background-color:#000000;font-weight:bold;color:#ffffff;text-align:center;">(%)</td> <td data-sheets-numberformat='{"1":2,"2":"0","3":1}' data-sheets-value='{"1":2,"2":"(%)"}' style="border-bottom:1px solid #000000;overflow:hidden;padding:0px 3px 0px 3px;vertical-align:bottom;background-color:#000000;font-weight:bold;color:#ffffff;text-align:center;">(%)</td> <td data-sheets-value='{"1":2,"2":"(dB)"}' style="border-bottom:1px solid #000000;overflow:hidden;padding:0px 3px 0px 3px;vertical-align:bottom;background-color:#000000;font-weight:bold;color:#ffffff;text-align:center;">(dB)</td> </tr> <tr style="height:20px;"> <td data-sheets-value='{"1":2,"2":"Acrylic"}' style="border-left:1px solid #000000;overflow:hidden;padding:0px 3px 0px 3px;vertical-align:bottom;">Acrylic</td> <td data-sheets-value='{"1":2,"2":"EW"}' style="overflow:hidden;padding:0px 3px 0px 3px;vertical-align:bottom;">EW</td> <td data-sheets-value='{"1":2,"2":"Clear (H)"}' style="overflow:hidden;padding:0px 3px 0px 3px;vertical-align:bottom;">Clear (H)</td> <td data-sheets-numberformat='{"1":2,"2":"0.00","3":1}' data-sheets-value='{"1":3,"3":1.19}' style="overflow:hidden;padding:0px 3px 0px 3px;vertical-align:bottom;text-align:center;">1.19</td> <td data-sheets-numberformat='{"1":2,"2":"0","3":1}' data-sheets-value='{"1":3,"3":36.9}' style="overflow:hidden;padding:0px 3px 0px 3px;vertical-align:bottom;text-align:center;">37</td> <td data-sheets-numberformat='{"1":2,"2":"0","3":1}' data-sheets-value='{"1":3,"3":57.42}' style="overflow:hidden;padding:0px 3px 0px 3px;vertical-align:bottom;text-align:center;">57</td> <td data-sheets-value='{"1":3,"3":24}' style="border-right:1px solid #000000;overflow:hidden;padding:0px 3px 0px 3px;vertical-align:bottom;text-align:center;">24</td> </tr> <tr style="height:20px;"> <td data-sheets-value='{"1":2,"2":"PMMA"}' style="border-left:1px solid #000000;overflow:hidden;padding:0px 3px 0px 3px;vertical-align:bottom;">PMMA</td> <td style="overflow:hidden;padding:0px 3px 0px 3px;vertical-align:bottom;"></td> <td data-sheets-value='{"1":2,"2":"Opal (O)"}' style="overflow:hidden;padding:0px 3px 0px 3px;vertical-align:bottom;">Opal (O)</td> <td data-sheets-numberformat='{"1":2,"2":"0.00","3":1}' data-sheets-value='{"1":3,"3":1.19}' style="overflow:hidden;padding:0px 3px 0px 3px;vertical-align:bottom;text-align:center;">1.19</td> <td data-sheets-numberformat='{"1":2,"2":"0","3":1}' data-sheets-value='{"1":3,"3":34.03}' style="overflow:hidden;padding:0px 3px 0px 3px;vertical-align:bottom;text-align:center;">34</td> <td data-sheets-numberformat='{"1":2,"2":"0","3":1}' data-sheets-value='{"1":3,"3":50.160000000000004}' style="overflow:hidden;padding:0px 3px 0px 3px;vertical-align:bottom;text-align:center;">50</td> <td data-sheets-value='{"1":3,"3":24}' style="border-right:1px solid #000000;overflow:hidden;padding:0px 3px 0px 3px;vertical-align:bottom;text-align:center;">24</td> </tr> <tr style="height:20px;"> <td style="border-left:1px solid #000000;overflow:hidden;padding:0px 3px 0px 3px;vertical-align:bottom;"></td> <td data-sheets-value='{"1":2,"2":"DW"}' style="overflow:hidden;padding:0px 3px 0px 3px;vertical-align:bottom;">DW</td> <td data-sheets-value='{"1":2,"2":"Clear (H/H)"}' style="overflow:hidden;padding:0px 3px 0px 3px;vertical-align:bottom;">Clear (H/H)</td> <td data-sheets-numberformat='{"1":2,"2":"0.00","3":1}' data-sheets-value='{"1":3,"3":0.98}' style="overflow:hidden;padding:0px 3px 0px 3px;vertical-align:bottom;text-align:center;">0.98</td> <td data-sheets-numberformat='{"1":2,"2":"0","3":1}' data-sheets-value='{"1":3,"3":33.21}' style="overflow:hidden;padding:0px 3px 0px 3px;vertical-align:bottom;text-align:center;">33</td> <td data-sheets-numberformat='{"1":2,"2":"0","3":1}' data-sheets-value='{"1":3,"3":49.5}' style="overflow:hidden;padding:0px 3px 0px 3px;vertical-align:bottom;text-align:center;">50</td> <td data-sheets-value='{"1":3,"3":26}' style="border-right:1px solid #000000;overflow:hidden;padding:0px 3px 0px 3px;vertical-align:bottom;text-align:center;">26</td> </tr> <tr style="height:20px;"> <td style="border-bottom:1px solid #000000;border-left:1px solid #000000;overflow:hidden;padding:0px 3px 0px 3px;vertical-align:bottom;"></td> <td style="border-bottom:1px solid #000000;overflow:hidden;padding:0px 3px 0px 3px;vertical-align:bottom;"></td> <td data-sheets-value='{"1":2,"2":"Opal (O/O)"}' style="border-bottom:1px solid #000000;overflow:hidden;padding:0px 3px 0px 3px;vertical-align:bottom;">Opal (O/O)</td> <td data-sheets-numberformat='{"1":2,"2":"0.00","3":1}' data-sheets-value='{"1":3,"3":0.98}' style="border-bottom:1px solid #000000;overflow:hidden;padding:0px 3px 0px 3px;vertical-align:bottom;text-align:center;">0.98</td> <td data-sheets-numberformat='{"1":2,"2":"0","3":1}' data-sheets-value='{"1":3,"3":28.29}' style="border-bottom:1px solid #000000;overflow:hidden;padding:0px 3px 0px 3px;vertical-align:bottom;text-align:center;">28</td> <td data-sheets-numberformat='{"1":2,"2":"0","3":1}' data-sheets-value='{"1":3,"3":38.28}' style="border-bottom:1px solid #000000;overflow:hidden;padding:0px 3px 0px 3px;vertical-align:bottom;text-align:center;">38</td> <td data-sheets-value='{"1":3,"3":26}' style="border-right:1px solid #000000;border-bottom:1px solid #000000;overflow:hidden;padding:0px 3px 0px 3px;vertical-align:bottom;text-align:center;">26</td> </tr> <tr style="height:20px;"> <td data-sheets-value='{"1":2,"2":"Polycarbonate "}' style="border-left:1px solid #000000;overflow:hidden;padding:0px 3px 0px 3px;vertical-align:bottom;">Polycarbonate </td> <td data-sheets-value='{"1":2,"2":"EW"}' style="overflow:hidden;padding:0px 3px 0px 3px;vertical-align:bottom;">EW</td> <td data-sheets-value='{"1":2,"2":"Clear (A)"}' style="overflow:hidden;padding:0px 3px 0px 3px;vertical-align:bottom;">Clear (A)</td> <td data-sheets-numberformat='{"1":2,"2":"0.00","3":1}' data-sheets-value='{"1":3,"3":1.19}' style="overflow:hidden;padding:0px 3px 0px 3px;vertical-align:bottom;text-align:center;">1.19</td> <td data-sheets-numberformat='{"1":2,"2":"0","3":1}' data-sheets-value='{"1":3,"3":36.08}' style="overflow:hidden;padding:0px 3px 0px 3px;vertical-align:bottom;text-align:center;">36</td> <td data-sheets-numberformat='{"1":2,"2":"0","3":1}' data-sheets-value='{"1":3,"3":54.78}' style="overflow:hidden;padding:0px 3px 0px 3px;vertical-align:bottom;text-align:center;">55</td> <td data-sheets-value='{"1":3,"3":24}' style="border-right:1px solid #000000;overflow:hidden;padding:0px 3px 0px 3px;vertical-align:bottom;text-align:center;">24</td> </tr> <tr style="height:20px;"> <td data-sheets-value='{"1":2,"2":"PC"}' style="border-left:1px solid #000000;overflow:hidden;padding:0px 3px 0px 3px;vertical-align:bottom;">PC</td> <td style="overflow:hidden;padding:0px 3px 0px 3px;vertical-align:bottom;"></td> <td data-sheets-value='{"1":2,"2":"Opal (D)"}' style="overflow:hidden;padding:0px 3px 0px 3px;vertical-align:bottom;">Opal (D)</td> <td data-sheets-numberformat='{"1":2,"2":"0.00","3":1}' data-sheets-value='{"1":3,"3":1.19}' style="overflow:hidden;padding:0px 3px 0px 3px;vertical-align:bottom;text-align:center;">1.19</td> <td data-sheets-numberformat='{"1":2,"2":"0","3":1}' data-sheets-value='{"1":3,"3":23.779999999999998}' style="overflow:hidden;padding:0px 3px 0px 3px;vertical-align:bottom;text-align:center;">24</td> <td data-sheets-numberformat='{"1":2,"2":"0","3":1}' data-sheets-value='{"1":3,"3":39.6}' style="overflow:hidden;padding:0px 3px 0px 3px;vertical-align:bottom;text-align:center;">40</td> <td data-sheets-value='{"1":3,"3":24}' style="border-right:1px solid #000000;overflow:hidden;padding:0px 3px 0px 3px;vertical-align:bottom;text-align:center;">24</td> </tr> <tr style="height:20px;"> <td style="border-left:1px solid #000000;overflow:hidden;padding:0px 3px 0px 3px;vertical-align:bottom;"></td> <td data-sheets-value='{"1":2,"2":"DW"}' style="overflow:hidden;padding:0px 3px 0px 3px;vertical-align:bottom;">DW</td> <td data-sheets-value='{"1":2,"2":"Clear (A/H)"}' style="overflow:hidden;padding:0px 3px 0px 3px;vertical-align:bottom;">Clear (A/H)</td> <td data-sheets-numberformat='{"1":2,"2":"0.00","3":1}' data-sheets-value='{"1":3,"3":0.98}' style="overflow:hidden;padding:0px 3px 0px 3px;vertical-align:bottom;text-align:center;">0.98</td> <td data-sheets-numberformat='{"1":2,"2":"0","3":1}' data-sheets-value='{"1":3,"3":32.39}' style="overflow:hidden;padding:0px 3px 0px 3px;vertical-align:bottom;text-align:center;">32</td> <td data-sheets-numberformat='{"1":2,"2":"0","3":1}' data-sheets-value='{"1":3,"3":47.52}' style="overflow:hidden;padding:0px 3px 0px 3px;vertical-align:bottom;text-align:center;">48</td> <td data-sheets-value='{"1":3,"3":26}' style="border-right:1px solid #000000;overflow:hidden;padding:0px 3px 0px 3px;vertical-align:bottom;text-align:center;">26</td> </tr> <tr style="height:20px;"> <td style="border-left:1px solid #000000;overflow:hidden;padding:0px 3px 0px 3px;vertical-align:bottom;"></td> <td style="overflow:hidden;padding:0px 3px 0px 3px;vertical-align:bottom;"></td> <td data-sheets-value='{"1":2,"2":"Clear (A/A)"}' style="overflow:hidden;padding:0px 3px 0px 3px;vertical-align:bottom;">Clear (A/A)</td> <td data-sheets-numberformat='{"1":2,"2":"0.00","3":1}' data-sheets-value='{"1":3,"3":0.98}' style="overflow:hidden;padding:0px 3px 0px 3px;vertical-align:bottom;text-align:center;">0.98</td> <td data-sheets-numberformat='{"1":2,"2":"0","3":1}' data-sheets-value='{"1":3,"3":31.569999999999997}' style="overflow:hidden;padding:0px 3px 0px 3px;vertical-align:bottom;text-align:center;">32</td> <td data-sheets-numberformat='{"1":2,"2":"0","3":1}' data-sheets-value='{"1":3,"3":45.54}' style="overflow:hidden;padding:0px 3px 0px 3px;vertical-align:bottom;text-align:center;">46</td> <td data-sheets-value='{"1":3,"3":26}' style="border-right:1px solid #000000;overflow:hidden;padding:0px 3px 0px 3px;vertical-align:bottom;text-align:center;">26</td> </tr> <tr style="height:20px;"> <td style="border-left:1px solid #000000;overflow:hidden;padding:0px 3px 0px 3px;vertical-align:bottom;"></td> <td style="overflow:hidden;padding:0px 3px 0px 3px;vertical-align:bottom;"></td> <td data-sheets-value='{"1":2,"2":"Opal (A/O)"}' style="overflow:hidden;padding:0px 3px 0px 3px;vertical-align:bottom;">Opal (A/O)</td> <td data-sheets-numberformat='{"1":2,"2":"0.00","3":1}' data-sheets-value='{"1":3,"3":0.98}' style="overflow:hidden;padding:0px 3px 0px 3px;vertical-align:bottom;text-align:center;">0.98</td> <td data-sheets-numberformat='{"1":2,"2":"0","3":1}' data-sheets-value='{"1":3,"3":29.93}' style="overflow:hidden;padding:0px 3px 0px 3px;vertical-align:bottom;text-align:center;">30</td> <td data-sheets-numberformat='{"1":2,"2":"0","3":1}' data-sheets-value='{"1":3,"3":41.580000000000005}' style="overflow:hidden;padding:0px 3px 0px 3px;vertical-align:bottom;text-align:center;">42</td> <td data-sheets-value='{"1":3,"3":26}' style="border-right:1px solid #000000;overflow:hidden;padding:0px 3px 0px 3px;vertical-align:bottom;text-align:center;">26</td> </tr> <tr style="height:20px;"> <td style="border-bottom:1px solid #000000;border-left:1px solid #000000;overflow:hidden;padding:0px 3px 0px 3px;vertical-align:bottom;"></td> <td style="border-bottom:1px solid #000000;overflow:hidden;padding:0px 3px 0px 3px;vertical-align:bottom;"></td> <td data-sheets-value='{"1":2,"2":"Opal (A/D)"}' style="border-bottom:1px solid #000000;overflow:hidden;padding:0px 3px 0px 3px;vertical-align:bottom;">Opal (A/D)</td> <td data-sheets-numberformat='{"1":2,"2":"0.00","3":1}' data-sheets-value='{"1":3,"3":0.98}' style="border-bottom:1px solid #000000;overflow:hidden;padding:0px 3px 0px 3px;vertical-align:bottom;text-align:center;">0.98</td> <td data-sheets-numberformat='{"1":2,"2":"0","3":1}' data-sheets-value='{"1":3,"3":20.91}' style="border-bottom:1px solid #000000;overflow:hidden;padding:0px 3px 0px 3px;vertical-align:bottom;text-align:center;">21</td> <td data-sheets-numberformat='{"1":2,"2":"0","3":1}' data-sheets-value='{"1":3,"3":33}' style="border-bottom:1px solid #000000;overflow:hidden;padding:0px 3px 0px 3px;vertical-align:bottom;text-align:center;">33</td> <td data-sheets-value='{"1":3,"3":26}' style="border-right:1px solid #000000;border-bottom:1px solid #000000;overflow:hidden;padding:0px 3px 0px 3px;vertical-align:bottom;text-align:center;">26</td> </tr> <tr style="height:20px;"> <td data-sheets-value='{"1":2,"2":"Polycarbonate"}' style="border-left:1px solid #000000;overflow:hidden;padding:0px 3px 0px 3px;vertical-align:bottom;">Polycarbonate</td> <td data-sheets-value='{"1":2,"2":"EW"}' style="overflow:hidden;padding:0px 3px 0px 3px;vertical-align:bottom;">EW</td> <td data-sheets-value='{"1":2,"2":"Heatstop Opal (T)"}' style="overflow:hidden;padding:0px 3px 0px 3px;vertical-align:bottom;">Heatstop Opal (T)</td> <td data-sheets-numberformat='{"1":2,"2":"0.00","3":1}' data-sheets-value='{"1":3,"3":1.19}' style="overflow:hidden;padding:0px 3px 0px 3px;vertical-align:bottom;text-align:center;">1.19</td> <td data-sheets-numberformat='{"1":2,"2":"0","3":1}' data-sheets-value='{"1":3,"3":20.09}' style="overflow:hidden;padding:0px 3px 0px 3px;vertical-align:bottom;text-align:center;">20</td> <td data-sheets-numberformat='{"1":2,"2":"0","3":1}' data-sheets-value='{"1":3,"3":38.940000000000005}' style="overflow:hidden;padding:0px 3px 0px 3px;vertical-align:bottom;text-align:center;">39</td> <td data-sheets-value='{"1":3,"3":24}' style="border-right:1px solid #000000;overflow:hidden;padding:0px 3px 0px 3px;vertical-align:bottom;text-align:center;">24</td> </tr> <tr style="height:20px;"> <td data-sheets-value='{"1":2,"2":"Heatstop PC"}' style="border-left:1px solid #000000;overflow:hidden;padding:0px 3px 0px 3px;vertical-align:bottom;">Heatstop PC</td> <td data-sheets-value='{"1":2,"2":"DW"}' style="overflow:hidden;padding:0px 3px 0px 3px;vertical-align:bottom;">DW</td> <td data-sheets-value='{"1":2,"2":"Clear (T/H)"}' style="overflow:hidden;padding:0px 3px 0px 3px;vertical-align:bottom;">Clear (T/H)</td> <td data-sheets-numberformat='{"1":2,"2":"0.00","3":1}' data-sheets-value='{"1":3,"3":0.98}' style="overflow:hidden;padding:0px 3px 0px 3px;vertical-align:bottom;text-align:center;">0.98</td> <td data-sheets-numberformat='{"1":2,"2":"0","3":1}' data-sheets-value='{"1":3,"3":18.04}' style="overflow:hidden;padding:0px 3px 0px 3px;vertical-align:bottom;text-align:center;">18</td> <td data-sheets-numberformat='{"1":2,"2":"0","3":1}' data-sheets-value='{"1":3,"3":33.660000000000004}' style="overflow:hidden;padding:0px 3px 0px 3px;vertical-align:bottom;text-align:center;">34</td> <td data-sheets-value='{"1":3,"3":26}' style="border-right:1px solid #000000;overflow:hidden;padding:0px 3px 0px 3px;vertical-align:bottom;text-align:center;">26</td> </tr> <tr style="height:20px;"> <td style="border-bottom:1px solid #000000;border-left:1px solid #000000;overflow:hidden;padding:0px 3px 0px 3px;vertical-align:bottom;"></td> <td style="border-bottom:1px solid #000000;overflow:hidden;padding:0px 3px 0px 3px;vertical-align:bottom;"></td> <td data-sheets-value='{"1":2,"2":"Opal (T/O)"}' style="border-bottom:1px solid #000000;overflow:hidden;padding:0px 3px 0px 3px;vertical-align:bottom;">Opal (T/O)</td> <td data-sheets-numberformat='{"1":2,"2":"0.00","3":1}' data-sheets-value='{"1":3,"3":0.98}' style="border-bottom:1px solid #000000;overflow:hidden;padding:0px 3px 0px 3px;vertical-align:bottom;text-align:center;">0.98</td> <td data-sheets-numberformat='{"1":2,"2":"0","3":1}' data-sheets-value='{"1":3,"3":16.81}' style="border-bottom:1px solid #000000;overflow:hidden;padding:0px 3px 0px 3px;vertical-align:bottom;text-align:center;">17</td> <td data-sheets-numberformat='{"1":2,"2":"0","3":1}' data-sheets-value='{"1":3,"3":29.700000000000003}' style="border-bottom:1px solid #000000;overflow:hidden;padding:0px 3px 0px 3px;vertical-align:bottom;text-align:center;">30</td> <td data-sheets-value='{"1":3,"3":26}' style="border-right:1px solid #000000;border-bottom:1px solid #000000;overflow:hidden;padding:0px 3px 0px 3px;vertical-align:bottom;text-align:center;">26</td> </tr> </tbody></table> | skylux-160-ce-met-koepel-en-metaalopstand-met-lm-motor-pvc-raam-type-ep25-en-windvang-1000-x-2000-mm | 8585999122765 | 46872277844301
Smoke and heat exhaust (SHEV) | SHE system | Skylux | Skylux 160° CE with skylight and metal curb with LM-actuator, PVC frame type EP25 and spoiler 1000 x 2200 mm |  | 50935 | 5412970509356 | 5503.1 | Yes | 30-45 | 122.39 | 1000 x 2200 mm | 2200 | 1000 |  | metal curb M30 (30 cm high) | Rectangular | 1.19 W/m²K - 0.98 W/m²K | 57% - 30% | 37% - 17% | 24dB - 26dB | 160° CE (for industry) | PVC frame EP25 | with spoiler | E | Single actuator | Maximum double-walled skylight possible for this product | Ut-value LT-value g-value Rw-value EN 1873 : 2014 EN ISO 13468 EN 16153 EN 410 EN 410 EN ISO 140-3 Material Walls Shells (W/m²K) (%) (%) (dB) Acrylic EW Clear (H) 1.19 37 57 24 PMMA Opal (O) 1.19 34 50 24 DW Clear (H/H) 0.98 33 50 26 Opal (O/O) 0.98 28 38 26 Polycarbonate EW Clear (A) 1.19 36 55 24 PC Opal (D) 1.19 24 40 24 DW Clear (A/H) 0.98 32 48 26 Clear (A/A) 0.98 32 46 26 Opal (A/O) 0.98 30 42 26 Opal (A/D) 0.98 21 33 26 Polycarbonate EW Heatstop Opal (T) 1.19 20 39 24 Heatstop PC DW Clear (T/H) 0.98 18 34 26 Opal (T/O) 0.98 17 30 26 | https://skylux.eu/en/products/skylux-160-ce-met-koepel-en-metaalopstand-met-lm-motor-pvc-raam-type-ep25-en-windvang-1000-x-2200-mm | https://skylux.eu/cdn/shop/files/Skylux-160deg-CE-met-koepel-en-metaalopstand-met-LM-motor-pvc-raam-type-EP25-en-windvang-1000-x-2200-mm-RWA-systeem.jpg?v=1702977092&width=1600 | https://skylux.eu/cdn/shop/files/e5a82811-1bb0-48e4-a776-cacb59c7c092_3ed6533c-b7ae-47ce-8a15-e2e37c9f75cc.jpg?v=1688550285&width=1600 | //skylux.eu/cdn/shop/files/E_MH_Mounting_instructions_Skylux_160_CE_LM.pdf?v=12406716259046007223 | //skylux.eu/cdn/shop/files/E_TD_Technical_File_Skylux_Skylux_160_CE_Electric.pdf?v=3667116872303399239 | <style type="text/css" id="isPasted"><!--td {border: 1px solid #cccccc;}br {mso-data-placement:same-cell;}--></style><table border="1" cellpadding="0" cellspacing="0" dir="ltr" style="table-layout:fixed;font-size:10pt;font-family:Arial;border-collapse:collapse;border:none;"><tbody> <tr style="height:20px;"> <td style="overflow:hidden;padding:0px 3px 0px 3px;vertical-align:bottom;"></td> <td style="overflow:hidden;padding:0px 3px 0px 3px;vertical-align:bottom;"></td> <td style="overflow:hidden;padding:0px 3px 0px 3px;vertical-align:bottom;"></td> <td data-sheets-value='{"1":2,"2":"Ut-value"}' style="overflow:hidden;padding:0px 3px 0px 3px;vertical-align:bottom;font-weight:bold;text-align:center;">Ut-value</td> <td data-sheets-value='{"1":2,"2":"LT-value"}' style="overflow:hidden;padding:0px 3px 0px 3px;vertical-align:bottom;font-weight:bold;text-align:center;">LT-value</td> <td data-sheets-value='{"1":2,"2":"g-value"}' style="overflow:hidden;padding:0px 3px 0px 3px;vertical-align:bottom;font-weight:bold;text-align:center;">g-value</td> <td data-sheets-value='{"1":2,"2":"Rw-value "}' style="overflow:hidden;padding:0px 3px 0px 3px;vertical-align:bottom;font-weight:bold;text-align:center;">Rw-value </td> </tr> <tr style="height:20px;"> <td style="overflow:hidden;padding:0px 3px 0px 3px;vertical-align:bottom;"></td> <td style="overflow:hidden;padding:0px 3px 0px 3px;vertical-align:bottom;"></td> <td style="overflow:hidden;padding:0px 3px 0px 3px;vertical-align:bottom;"></td> <td data-sheets-numberformat='{"1":2,"2":"0.00","3":1}' data-sheets-value='{"1":2,"2":"EN 1873 : 2014"}' style="overflow:hidden;padding:0px 3px 0px 3px;vertical-align:bottom;text-align:center;">EN 1873 : 2014</td> <td data-sheets-numberformat='{"1":2,"2":"0","3":1}' data-sheets-value='{"1":2,"2":"EN ISO 13468 EN 16153 EN 410"}' style="overflow:hidden;padding:0px 3px 0px 3px;vertical-align:bottom;text-align:center;">EN ISO 13468 EN 16153 EN 410</td> <td data-sheets-numberformat='{"1":2,"2":"0","3":1}' data-sheets-value='{"1":2,"2":"EN 410"}' style="overflow:hidden;padding:0px 3px 0px 3px;vertical-align:bottom;text-align:center;">EN 410</td> <td data-sheets-value='{"1":2,"2":"EN ISO 140-3\t\t"}' style="overflow:hidden;padding:0px 3px 0px 3px;vertical-align:bottom;text-align:center;">EN ISO 140-3 </td> </tr> <tr style="height:20px;"> <td data-sheets-value='{"1":2,"2":"Material"}' style="border-bottom:1px solid #000000;overflow:hidden;padding:0px 3px 0px 3px;vertical-align:bottom;background-color:#000000;font-weight:bold;color:#ffffff;">Material</td> <td data-sheets-value='{"1":2,"2":"Walls"}' style="border-bottom:1px solid #000000;overflow:hidden;padding:0px 3px 0px 3px;vertical-align:bottom;background-color:#000000;font-weight:bold;color:#ffffff;">Walls</td> <td data-sheets-value='{"1":2,"2":"Shells"}' style="border-bottom:1px solid #000000;overflow:hidden;padding:0px 3px 0px 3px;vertical-align:bottom;background-color:#000000;font-weight:bold;color:#ffffff;">Shells</td> <td data-sheets-numberformat='{"1":2,"2":"0.00","3":1}' data-sheets-value='{"1":2,"2":"(W/m²K)\t"}' style="border-bottom:1px solid #000000;overflow:hidden;padding:0px 3px 0px 3px;vertical-align:bottom;background-color:#000000;font-weight:bold;color:#ffffff;text-align:center;">(W/m²K) </td> <td data-sheets-numberformat='{"1":2,"2":"0","3":1}' data-sheets-value='{"1":2,"2":"(%)"}' style="border-bottom:1px solid #000000;overflow:hidden;padding:0px 3px 0px 3px;vertical-align:bottom;background-color:#000000;font-weight:bold;color:#ffffff;text-align:center;">(%)</td> <td data-sheets-numberformat='{"1":2,"2":"0","3":1}' data-sheets-value='{"1":2,"2":"(%)"}' style="border-bottom:1px solid #000000;overflow:hidden;padding:0px 3px 0px 3px;vertical-align:bottom;background-color:#000000;font-weight:bold;color:#ffffff;text-align:center;">(%)</td> <td data-sheets-value='{"1":2,"2":"(dB)"}' style="border-bottom:1px solid #000000;overflow:hidden;padding:0px 3px 0px 3px;vertical-align:bottom;background-color:#000000;font-weight:bold;color:#ffffff;text-align:center;">(dB)</td> </tr> <tr style="height:20px;"> <td data-sheets-value='{"1":2,"2":"Acrylic"}' style="border-left:1px solid #000000;overflow:hidden;padding:0px 3px 0px 3px;vertical-align:bottom;">Acrylic</td> <td data-sheets-value='{"1":2,"2":"EW"}' style="overflow:hidden;padding:0px 3px 0px 3px;vertical-align:bottom;">EW</td> <td data-sheets-value='{"1":2,"2":"Clear (H)"}' style="overflow:hidden;padding:0px 3px 0px 3px;vertical-align:bottom;">Clear (H)</td> <td data-sheets-numberformat='{"1":2,"2":"0.00","3":1}' data-sheets-value='{"1":3,"3":1.19}' style="overflow:hidden;padding:0px 3px 0px 3px;vertical-align:bottom;text-align:center;">1.19</td> <td data-sheets-numberformat='{"1":2,"2":"0","3":1}' data-sheets-value='{"1":3,"3":36.9}' style="overflow:hidden;padding:0px 3px 0px 3px;vertical-align:bottom;text-align:center;">37</td> <td data-sheets-numberformat='{"1":2,"2":"0","3":1}' data-sheets-value='{"1":3,"3":57.42}' style="overflow:hidden;padding:0px 3px 0px 3px;vertical-align:bottom;text-align:center;">57</td> <td data-sheets-value='{"1":3,"3":24}' style="border-right:1px solid #000000;overflow:hidden;padding:0px 3px 0px 3px;vertical-align:bottom;text-align:center;">24</td> </tr> <tr style="height:20px;"> <td data-sheets-value='{"1":2,"2":"PMMA"}' style="border-left:1px solid #000000;overflow:hidden;padding:0px 3px 0px 3px;vertical-align:bottom;">PMMA</td> <td style="overflow:hidden;padding:0px 3px 0px 3px;vertical-align:bottom;"></td> <td data-sheets-value='{"1":2,"2":"Opal (O)"}' style="overflow:hidden;padding:0px 3px 0px 3px;vertical-align:bottom;">Opal (O)</td> <td data-sheets-numberformat='{"1":2,"2":"0.00","3":1}' data-sheets-value='{"1":3,"3":1.19}' style="overflow:hidden;padding:0px 3px 0px 3px;vertical-align:bottom;text-align:center;">1.19</td> <td data-sheets-numberformat='{"1":2,"2":"0","3":1}' data-sheets-value='{"1":3,"3":34.03}' style="overflow:hidden;padding:0px 3px 0px 3px;vertical-align:bottom;text-align:center;">34</td> <td data-sheets-numberformat='{"1":2,"2":"0","3":1}' data-sheets-value='{"1":3,"3":50.160000000000004}' style="overflow:hidden;padding:0px 3px 0px 3px;vertical-align:bottom;text-align:center;">50</td> <td data-sheets-value='{"1":3,"3":24}' style="border-right:1px solid #000000;overflow:hidden;padding:0px 3px 0px 3px;vertical-align:bottom;text-align:center;">24</td> </tr> <tr style="height:20px;"> <td style="border-left:1px solid #000000;overflow:hidden;padding:0px 3px 0px 3px;vertical-align:bottom;"></td> <td data-sheets-value='{"1":2,"2":"DW"}' style="overflow:hidden;padding:0px 3px 0px 3px;vertical-align:bottom;">DW</td> <td data-sheets-value='{"1":2,"2":"Clear (H/H)"}' style="overflow:hidden;padding:0px 3px 0px 3px;vertical-align:bottom;">Clear (H/H)</td> <td data-sheets-numberformat='{"1":2,"2":"0.00","3":1}' data-sheets-value='{"1":3,"3":0.98}' style="overflow:hidden;padding:0px 3px 0px 3px;vertical-align:bottom;text-align:center;">0.98</td> <td data-sheets-numberformat='{"1":2,"2":"0","3":1}' data-sheets-value='{"1":3,"3":33.21}' style="overflow:hidden;padding:0px 3px 0px 3px;vertical-align:bottom;text-align:center;">33</td> <td data-sheets-numberformat='{"1":2,"2":"0","3":1}' data-sheets-value='{"1":3,"3":49.5}' style="overflow:hidden;padding:0px 3px 0px 3px;vertical-align:bottom;text-align:center;">50</td> <td data-sheets-value='{"1":3,"3":26}' style="border-right:1px solid #000000;overflow:hidden;padding:0px 3px 0px 3px;vertical-align:bottom;text-align:center;">26</td> </tr> <tr style="height:20px;"> <td style="border-bottom:1px solid #000000;border-left:1px solid #000000;overflow:hidden;padding:0px 3px 0px 3px;vertical-align:bottom;"></td> <td style="border-bottom:1px solid #000000;overflow:hidden;padding:0px 3px 0px 3px;vertical-align:bottom;"></td> <td data-sheets-value='{"1":2,"2":"Opal (O/O)"}' style="border-bottom:1px solid #000000;overflow:hidden;padding:0px 3px 0px 3px;vertical-align:bottom;">Opal (O/O)</td> <td data-sheets-numberformat='{"1":2,"2":"0.00","3":1}' data-sheets-value='{"1":3,"3":0.98}' style="border-bottom:1px solid #000000;overflow:hidden;padding:0px 3px 0px 3px;vertical-align:bottom;text-align:center;">0.98</td> <td data-sheets-numberformat='{"1":2,"2":"0","3":1}' data-sheets-value='{"1":3,"3":28.29}' style="border-bottom:1px solid #000000;overflow:hidden;padding:0px 3px 0px 3px;vertical-align:bottom;text-align:center;">28</td> <td data-sheets-numberformat='{"1":2,"2":"0","3":1}' data-sheets-value='{"1":3,"3":38.28}' style="border-bottom:1px solid #000000;overflow:hidden;padding:0px 3px 0px 3px;vertical-align:bottom;text-align:center;">38</td> <td data-sheets-value='{"1":3,"3":26}' style="border-right:1px solid #000000;border-bottom:1px solid #000000;overflow:hidden;padding:0px 3px 0px 3px;vertical-align:bottom;text-align:center;">26</td> </tr> <tr style="height:20px;"> <td data-sheets-value='{"1":2,"2":"Polycarbonate "}' style="border-left:1px solid #000000;overflow:hidden;padding:0px 3px 0px 3px;vertical-align:bottom;">Polycarbonate </td> <td data-sheets-value='{"1":2,"2":"EW"}' style="overflow:hidden;padding:0px 3px 0px 3px;vertical-align:bottom;">EW</td> <td data-sheets-value='{"1":2,"2":"Clear (A)"}' style="overflow:hidden;padding:0px 3px 0px 3px;vertical-align:bottom;">Clear (A)</td> <td data-sheets-numberformat='{"1":2,"2":"0.00","3":1}' data-sheets-value='{"1":3,"3":1.19}' style="overflow:hidden;padding:0px 3px 0px 3px;vertical-align:bottom;text-align:center;">1.19</td> <td data-sheets-numberformat='{"1":2,"2":"0","3":1}' data-sheets-value='{"1":3,"3":36.08}' style="overflow:hidden;padding:0px 3px 0px 3px;vertical-align:bottom;text-align:center;">36</td> <td data-sheets-numberformat='{"1":2,"2":"0","3":1}' data-sheets-value='{"1":3,"3":54.78}' style="overflow:hidden;padding:0px 3px 0px 3px;vertical-align:bottom;text-align:center;">55</td> <td data-sheets-value='{"1":3,"3":24}' style="border-right:1px solid #000000;overflow:hidden;padding:0px 3px 0px 3px;vertical-align:bottom;text-align:center;">24</td> </tr> <tr style="height:20px;"> <td data-sheets-value='{"1":2,"2":"PC"}' style="border-left:1px solid #000000;overflow:hidden;padding:0px 3px 0px 3px;vertical-align:bottom;">PC</td> <td style="overflow:hidden;padding:0px 3px 0px 3px;vertical-align:bottom;"></td> <td data-sheets-value='{"1":2,"2":"Opal (D)"}' style="overflow:hidden;padding:0px 3px 0px 3px;vertical-align:bottom;">Opal (D)</td> <td data-sheets-numberformat='{"1":2,"2":"0.00","3":1}' data-sheets-value='{"1":3,"3":1.19}' style="overflow:hidden;padding:0px 3px 0px 3px;vertical-align:bottom;text-align:center;">1.19</td> <td data-sheets-numberformat='{"1":2,"2":"0","3":1}' data-sheets-value='{"1":3,"3":23.779999999999998}' style="overflow:hidden;padding:0px 3px 0px 3px;vertical-align:bottom;text-align:center;">24</td> <td data-sheets-numberformat='{"1":2,"2":"0","3":1}' data-sheets-value='{"1":3,"3":39.6}' style="overflow:hidden;padding:0px 3px 0px 3px;vertical-align:bottom;text-align:center;">40</td> <td data-sheets-value='{"1":3,"3":24}' style="border-right:1px solid #000000;overflow:hidden;padding:0px 3px 0px 3px;vertical-align:bottom;text-align:center;">24</td> </tr> <tr style="height:20px;"> <td style="border-left:1px solid #000000;overflow:hidden;padding:0px 3px 0px 3px;vertical-align:bottom;"></td> <td data-sheets-value='{"1":2,"2":"DW"}' style="overflow:hidden;padding:0px 3px 0px 3px;vertical-align:bottom;">DW</td> <td data-sheets-value='{"1":2,"2":"Clear (A/H)"}' style="overflow:hidden;padding:0px 3px 0px 3px;vertical-align:bottom;">Clear (A/H)</td> <td data-sheets-numberformat='{"1":2,"2":"0.00","3":1}' data-sheets-value='{"1":3,"3":0.98}' style="overflow:hidden;padding:0px 3px 0px 3px;vertical-align:bottom;text-align:center;">0.98</td> <td data-sheets-numberformat='{"1":2,"2":"0","3":1}' data-sheets-value='{"1":3,"3":32.39}' style="overflow:hidden;padding:0px 3px 0px 3px;vertical-align:bottom;text-align:center;">32</td> <td data-sheets-numberformat='{"1":2,"2":"0","3":1}' data-sheets-value='{"1":3,"3":47.52}' style="overflow:hidden;padding:0px 3px 0px 3px;vertical-align:bottom;text-align:center;">48</td> <td data-sheets-value='{"1":3,"3":26}' style="border-right:1px solid #000000;overflow:hidden;padding:0px 3px 0px 3px;vertical-align:bottom;text-align:center;">26</td> </tr> <tr style="height:20px;"> <td style="border-left:1px solid #000000;overflow:hidden;padding:0px 3px 0px 3px;vertical-align:bottom;"></td> <td style="overflow:hidden;padding:0px 3px 0px 3px;vertical-align:bottom;"></td> <td data-sheets-value='{"1":2,"2":"Clear (A/A)"}' style="overflow:hidden;padding:0px 3px 0px 3px;vertical-align:bottom;">Clear (A/A)</td> <td data-sheets-numberformat='{"1":2,"2":"0.00","3":1}' data-sheets-value='{"1":3,"3":0.98}' style="overflow:hidden;padding:0px 3px 0px 3px;vertical-align:bottom;text-align:center;">0.98</td> <td data-sheets-numberformat='{"1":2,"2":"0","3":1}' data-sheets-value='{"1":3,"3":31.569999999999997}' style="overflow:hidden;padding:0px 3px 0px 3px;vertical-align:bottom;text-align:center;">32</td> <td data-sheets-numberformat='{"1":2,"2":"0","3":1}' data-sheets-value='{"1":3,"3":45.54}' style="overflow:hidden;padding:0px 3px 0px 3px;vertical-align:bottom;text-align:center;">46</td> <td data-sheets-value='{"1":3,"3":26}' style="border-right:1px solid #000000;overflow:hidden;padding:0px 3px 0px 3px;vertical-align:bottom;text-align:center;">26</td> </tr> <tr style="height:20px;"> <td style="border-left:1px solid #000000;overflow:hidden;padding:0px 3px 0px 3px;vertical-align:bottom;"></td> <td style="overflow:hidden;padding:0px 3px 0px 3px;vertical-align:bottom;"></td> <td data-sheets-value='{"1":2,"2":"Opal (A/O)"}' style="overflow:hidden;padding:0px 3px 0px 3px;vertical-align:bottom;">Opal (A/O)</td> <td data-sheets-numberformat='{"1":2,"2":"0.00","3":1}' data-sheets-value='{"1":3,"3":0.98}' style="overflow:hidden;padding:0px 3px 0px 3px;vertical-align:bottom;text-align:center;">0.98</td> <td data-sheets-numberformat='{"1":2,"2":"0","3":1}' data-sheets-value='{"1":3,"3":29.93}' style="overflow:hidden;padding:0px 3px 0px 3px;vertical-align:bottom;text-align:center;">30</td> <td data-sheets-numberformat='{"1":2,"2":"0","3":1}' data-sheets-value='{"1":3,"3":41.580000000000005}' style="overflow:hidden;padding:0px 3px 0px 3px;vertical-align:bottom;text-align:center;">42</td> <td data-sheets-value='{"1":3,"3":26}' style="border-right:1px solid #000000;overflow:hidden;padding:0px 3px 0px 3px;vertical-align:bottom;text-align:center;">26</td> </tr> <tr style="height:20px;"> <td style="border-bottom:1px solid #000000;border-left:1px solid #000000;overflow:hidden;padding:0px 3px 0px 3px;vertical-align:bottom;"></td> <td style="border-bottom:1px solid #000000;overflow:hidden;padding:0px 3px 0px 3px;vertical-align:bottom;"></td> <td data-sheets-value='{"1":2,"2":"Opal (A/D)"}' style="border-bottom:1px solid #000000;overflow:hidden;padding:0px 3px 0px 3px;vertical-align:bottom;">Opal (A/D)</td> <td data-sheets-numberformat='{"1":2,"2":"0.00","3":1}' data-sheets-value='{"1":3,"3":0.98}' style="border-bottom:1px solid #000000;overflow:hidden;padding:0px 3px 0px 3px;vertical-align:bottom;text-align:center;">0.98</td> <td data-sheets-numberformat='{"1":2,"2":"0","3":1}' data-sheets-value='{"1":3,"3":20.91}' style="border-bottom:1px solid #000000;overflow:hidden;padding:0px 3px 0px 3px;vertical-align:bottom;text-align:center;">21</td> <td data-sheets-numberformat='{"1":2,"2":"0","3":1}' data-sheets-value='{"1":3,"3":33}' style="border-bottom:1px solid #000000;overflow:hidden;padding:0px 3px 0px 3px;vertical-align:bottom;text-align:center;">33</td> <td data-sheets-value='{"1":3,"3":26}' style="border-right:1px solid #000000;border-bottom:1px solid #000000;overflow:hidden;padding:0px 3px 0px 3px;vertical-align:bottom;text-align:center;">26</td> </tr> <tr style="height:20px;"> <td data-sheets-value='{"1":2,"2":"Polycarbonate"}' style="border-left:1px solid #000000;overflow:hidden;padding:0px 3px 0px 3px;vertical-align:bottom;">Polycarbonate</td> <td data-sheets-value='{"1":2,"2":"EW"}' style="overflow:hidden;padding:0px 3px 0px 3px;vertical-align:bottom;">EW</td> <td data-sheets-value='{"1":2,"2":"Heatstop Opal (T)"}' style="overflow:hidden;padding:0px 3px 0px 3px;vertical-align:bottom;">Heatstop Opal (T)</td> <td data-sheets-numberformat='{"1":2,"2":"0.00","3":1}' data-sheets-value='{"1":3,"3":1.19}' style="overflow:hidden;padding:0px 3px 0px 3px;vertical-align:bottom;text-align:center;">1.19</td> <td data-sheets-numberformat='{"1":2,"2":"0","3":1}' data-sheets-value='{"1":3,"3":20.09}' style="overflow:hidden;padding:0px 3px 0px 3px;vertical-align:bottom;text-align:center;">20</td> <td data-sheets-numberformat='{"1":2,"2":"0","3":1}' data-sheets-value='{"1":3,"3":38.940000000000005}' style="overflow:hidden;padding:0px 3px 0px 3px;vertical-align:bottom;text-align:center;">39</td> <td data-sheets-value='{"1":3,"3":24}' style="border-right:1px solid #000000;overflow:hidden;padding:0px 3px 0px 3px;vertical-align:bottom;text-align:center;">24</td> </tr> <tr style="height:20px;"> <td data-sheets-value='{"1":2,"2":"Heatstop PC"}' style="border-left:1px solid #000000;overflow:hidden;padding:0px 3px 0px 3px;vertical-align:bottom;">Heatstop PC</td> <td data-sheets-value='{"1":2,"2":"DW"}' style="overflow:hidden;padding:0px 3px 0px 3px;vertical-align:bottom;">DW</td> <td data-sheets-value='{"1":2,"2":"Clear (T/H)"}' style="overflow:hidden;padding:0px 3px 0px 3px;vertical-align:bottom;">Clear (T/H)</td> <td data-sheets-numberformat='{"1":2,"2":"0.00","3":1}' data-sheets-value='{"1":3,"3":0.98}' style="overflow:hidden;padding:0px 3px 0px 3px;vertical-align:bottom;text-align:center;">0.98</td> <td data-sheets-numberformat='{"1":2,"2":"0","3":1}' data-sheets-value='{"1":3,"3":18.04}' style="overflow:hidden;padding:0px 3px 0px 3px;vertical-align:bottom;text-align:center;">18</td> <td data-sheets-numberformat='{"1":2,"2":"0","3":1}' data-sheets-value='{"1":3,"3":33.660000000000004}' style="overflow:hidden;padding:0px 3px 0px 3px;vertical-align:bottom;text-align:center;">34</td> <td data-sheets-value='{"1":3,"3":26}' style="border-right:1px solid #000000;overflow:hidden;padding:0px 3px 0px 3px;vertical-align:bottom;text-align:center;">26</td> </tr> <tr style="height:20px;"> <td style="border-bottom:1px solid #000000;border-left:1px solid #000000;overflow:hidden;padding:0px 3px 0px 3px;vertical-align:bottom;"></td> <td style="border-bottom:1px solid #000000;overflow:hidden;padding:0px 3px 0px 3px;vertical-align:bottom;"></td> <td data-sheets-value='{"1":2,"2":"Opal (T/O)"}' style="border-bottom:1px solid #000000;overflow:hidden;padding:0px 3px 0px 3px;vertical-align:bottom;">Opal (T/O)</td> <td data-sheets-numberformat='{"1":2,"2":"0.00","3":1}' data-sheets-value='{"1":3,"3":0.98}' style="border-bottom:1px solid #000000;overflow:hidden;padding:0px 3px 0px 3px;vertical-align:bottom;text-align:center;">0.98</td> <td data-sheets-numberformat='{"1":2,"2":"0","3":1}' data-sheets-value='{"1":3,"3":16.81}' style="border-bottom:1px solid #000000;overflow:hidden;padding:0px 3px 0px 3px;vertical-align:bottom;text-align:center;">17</td> <td data-sheets-numberformat='{"1":2,"2":"0","3":1}' data-sheets-value='{"1":3,"3":29.700000000000003}' style="border-bottom:1px solid #000000;overflow:hidden;padding:0px 3px 0px 3px;vertical-align:bottom;text-align:center;">30</td> <td data-sheets-value='{"1":3,"3":26}' style="border-right:1px solid #000000;border-bottom:1px solid #000000;overflow:hidden;padding:0px 3px 0px 3px;vertical-align:bottom;text-align:center;">26</td> </tr> </tbody></table> | skylux-160-ce-met-koepel-en-metaalopstand-met-lm-motor-pvc-raam-type-ep25-en-windvang-1000-x-2200-mm | 8585999253837 | 46872277975373
Smoke and heat exhaust (SHEV) | SHE system | Skylux | Skylux 160° CE with skylight and metal curb with LM-actuator, PVC frame type EP25 and spoiler 1000 x 2300 mm |  | 50936 | 5412970509363 | 5726.95 | Yes | 30-45 | 126.3 | 1000 x 2300 mm | 2300 | 1000 |  | metal curb M30 (30 cm high) | Rectangular | 1.19 W/m²K - 0.98 W/m²K | 57% - 30% | 37% - 17% | 24dB - 26dB | 160° CE (for industry) | PVC frame EP25 | with spoiler | E | Single actuator | Maximum double-walled skylight possible for this product | Ut-value LT-value g-value Rw-value EN 1873 : 2014 EN ISO 13468 EN 16153 EN 410 EN 410 EN ISO 140-3 Material Walls Shells (W/m²K) (%) (%) (dB) Acrylic EW Clear (H) 1.19 37 57 24 PMMA Opal (O) 1.19 34 50 24 DW Clear (H/H) 0.98 33 50 26 Opal (O/O) 0.98 28 38 26 Polycarbonate EW Clear (A) 1.19 36 55 24 PC Opal (D) 1.19 24 40 24 DW Clear (A/H) 0.98 32 48 26 Clear (A/A) 0.98 32 46 26 Opal (A/O) 0.98 30 42 26 Opal (A/D) 0.98 21 33 26 Polycarbonate EW Heatstop Opal (T) 1.19 20 39 24 Heatstop PC DW Clear (T/H) 0.98 18 34 26 Opal (T/O) 0.98 17 30 26 | https://skylux.eu/en/products/skylux-160-ce-met-koepel-en-metaalopstand-met-lm-motor-pvc-raam-type-ep25-en-windvang-1000-x-2300-mm | https://skylux.eu/cdn/shop/files/Skylux-160deg-CE-met-koepel-en-metaalopstand-met-LM-motor-pvc-raam-type-EP25-en-windvang-1000-x-2300-mm-RWA-systeem.jpg?v=1702977097&width=1600 | https://skylux.eu/cdn/shop/files/e5a82811-1bb0-48e4-a776-cacb59c7c092_e3356dd8-0b9d-4013-a41d-b36847c2dc96.jpg?v=1688550286&width=1600 | //skylux.eu/cdn/shop/files/E_MH_Mounting_instructions_Skylux_160_CE_LM.pdf?v=12406716259046007223 | //skylux.eu/cdn/shop/files/E_TD_Technical_File_Skylux_Skylux_160_CE_Electric.pdf?v=3667116872303399239 | <style type="text/css" id="isPasted"><!--td {border: 1px solid #cccccc;}br {mso-data-placement:same-cell;}--></style><table border="1" cellpadding="0" cellspacing="0" dir="ltr" style="table-layout:fixed;font-size:10pt;font-family:Arial;border-collapse:collapse;border:none;"><tbody> <tr style="height:20px;"> <td style="overflow:hidden;padding:0px 3px 0px 3px;vertical-align:bottom;"></td> <td style="overflow:hidden;padding:0px 3px 0px 3px;vertical-align:bottom;"></td> <td style="overflow:hidden;padding:0px 3px 0px 3px;vertical-align:bottom;"></td> <td data-sheets-value='{"1":2,"2":"Ut-value"}' style="overflow:hidden;padding:0px 3px 0px 3px;vertical-align:bottom;font-weight:bold;text-align:center;">Ut-value</td> <td data-sheets-value='{"1":2,"2":"LT-value"}' style="overflow:hidden;padding:0px 3px 0px 3px;vertical-align:bottom;font-weight:bold;text-align:center;">LT-value</td> <td data-sheets-value='{"1":2,"2":"g-value"}' style="overflow:hidden;padding:0px 3px 0px 3px;vertical-align:bottom;font-weight:bold;text-align:center;">g-value</td> <td data-sheets-value='{"1":2,"2":"Rw-value "}' style="overflow:hidden;padding:0px 3px 0px 3px;vertical-align:bottom;font-weight:bold;text-align:center;">Rw-value </td> </tr> <tr style="height:20px;"> <td style="overflow:hidden;padding:0px 3px 0px 3px;vertical-align:bottom;"></td> <td style="overflow:hidden;padding:0px 3px 0px 3px;vertical-align:bottom;"></td> <td style="overflow:hidden;padding:0px 3px 0px 3px;vertical-align:bottom;"></td> <td data-sheets-numberformat='{"1":2,"2":"0.00","3":1}' data-sheets-value='{"1":2,"2":"EN 1873 : 2014"}' style="overflow:hidden;padding:0px 3px 0px 3px;vertical-align:bottom;text-align:center;">EN 1873 : 2014</td> <td data-sheets-numberformat='{"1":2,"2":"0","3":1}' data-sheets-value='{"1":2,"2":"EN ISO 13468 EN 16153 EN 410"}' style="overflow:hidden;padding:0px 3px 0px 3px;vertical-align:bottom;text-align:center;">EN ISO 13468 EN 16153 EN 410</td> <td data-sheets-numberformat='{"1":2,"2":"0","3":1}' data-sheets-value='{"1":2,"2":"EN 410"}' style="overflow:hidden;padding:0px 3px 0px 3px;vertical-align:bottom;text-align:center;">EN 410</td> <td data-sheets-value='{"1":2,"2":"EN ISO 140-3\t\t"}' style="overflow:hidden;padding:0px 3px 0px 3px;vertical-align:bottom;text-align:center;">EN ISO 140-3 </td> </tr> <tr style="height:20px;"> <td data-sheets-value='{"1":2,"2":"Material"}' style="border-bottom:1px solid #000000;overflow:hidden;padding:0px 3px 0px 3px;vertical-align:bottom;background-color:#000000;font-weight:bold;color:#ffffff;">Material</td> <td data-sheets-value='{"1":2,"2":"Walls"}' style="border-bottom:1px solid #000000;overflow:hidden;padding:0px 3px 0px 3px;vertical-align:bottom;background-color:#000000;font-weight:bold;color:#ffffff;">Walls</td> <td data-sheets-value='{"1":2,"2":"Shells"}' style="border-bottom:1px solid #000000;overflow:hidden;padding:0px 3px 0px 3px;vertical-align:bottom;background-color:#000000;font-weight:bold;color:#ffffff;">Shells</td> <td data-sheets-numberformat='{"1":2,"2":"0.00","3":1}' data-sheets-value='{"1":2,"2":"(W/m²K)\t"}' style="border-bottom:1px solid #000000;overflow:hidden;padding:0px 3px 0px 3px;vertical-align:bottom;background-color:#000000;font-weight:bold;color:#ffffff;text-align:center;">(W/m²K) </td> <td data-sheets-numberformat='{"1":2,"2":"0","3":1}' data-sheets-value='{"1":2,"2":"(%)"}' style="border-bottom:1px solid #000000;overflow:hidden;padding:0px 3px 0px 3px;vertical-align:bottom;background-color:#000000;font-weight:bold;color:#ffffff;text-align:center;">(%)</td> <td data-sheets-numberformat='{"1":2,"2":"0","3":1}' data-sheets-value='{"1":2,"2":"(%)"}' style="border-bottom:1px solid #000000;overflow:hidden;padding:0px 3px 0px 3px;vertical-align:bottom;background-color:#000000;font-weight:bold;color:#ffffff;text-align:center;">(%)</td> <td data-sheets-value='{"1":2,"2":"(dB)"}' style="border-bottom:1px solid #000000;overflow:hidden;padding:0px 3px 0px 3px;vertical-align:bottom;background-color:#000000;font-weight:bold;color:#ffffff;text-align:center;">(dB)</td> </tr> <tr style="height:20px;"> <td data-sheets-value='{"1":2,"2":"Acrylic"}' style="border-left:1px solid #000000;overflow:hidden;padding:0px 3px 0px 3px;vertical-align:bottom;">Acrylic</td> <td data-sheets-value='{"1":2,"2":"EW"}' style="overflow:hidden;padding:0px 3px 0px 3px;vertical-align:bottom;">EW</td> <td data-sheets-value='{"1":2,"2":"Clear (H)"}' style="overflow:hidden;padding:0px 3px 0px 3px;vertical-align:bottom;">Clear (H)</td> <td data-sheets-numberformat='{"1":2,"2":"0.00","3":1}' data-sheets-value='{"1":3,"3":1.19}' style="overflow:hidden;padding:0px 3px 0px 3px;vertical-align:bottom;text-align:center;">1.19</td> <td data-sheets-numberformat='{"1":2,"2":"0","3":1}' data-sheets-value='{"1":3,"3":36.9}' style="overflow:hidden;padding:0px 3px 0px 3px;vertical-align:bottom;text-align:center;">37</td> <td data-sheets-numberformat='{"1":2,"2":"0","3":1}' data-sheets-value='{"1":3,"3":57.42}' style="overflow:hidden;padding:0px 3px 0px 3px;vertical-align:bottom;text-align:center;">57</td> <td data-sheets-value='{"1":3,"3":24}' style="border-right:1px solid #000000;overflow:hidden;padding:0px 3px 0px 3px;vertical-align:bottom;text-align:center;">24</td> </tr> <tr style="height:20px;"> <td data-sheets-value='{"1":2,"2":"PMMA"}' style="border-left:1px solid #000000;overflow:hidden;padding:0px 3px 0px 3px;vertical-align:bottom;">PMMA</td> <td style="overflow:hidden;padding:0px 3px 0px 3px;vertical-align:bottom;"></td> <td data-sheets-value='{"1":2,"2":"Opal (O)"}' style="overflow:hidden;padding:0px 3px 0px 3px;vertical-align:bottom;">Opal (O)</td> <td data-sheets-numberformat='{"1":2,"2":"0.00","3":1}' data-sheets-value='{"1":3,"3":1.19}' style="overflow:hidden;padding:0px 3px 0px 3px;vertical-align:bottom;text-align:center;">1.19</td> <td data-sheets-numberformat='{"1":2,"2":"0","3":1}' data-sheets-value='{"1":3,"3":34.03}' style="overflow:hidden;padding:0px 3px 0px 3px;vertical-align:bottom;text-align:center;">34</td> <td data-sheets-numberformat='{"1":2,"2":"0","3":1}' data-sheets-value='{"1":3,"3":50.160000000000004}' style="overflow:hidden;padding:0px 3px 0px 3px;vertical-align:bottom;text-align:center;">50</td> <td data-sheets-value='{"1":3,"3":24}' style="border-right:1px solid #000000;overflow:hidden;padding:0px 3px 0px 3px;vertical-align:bottom;text-align:center;">24</td> </tr> <tr style="height:20px;"> <td style="border-left:1px solid #000000;overflow:hidden;padding:0px 3px 0px 3px;vertical-align:bottom;"></td> <td data-sheets-value='{"1":2,"2":"DW"}' style="overflow:hidden;padding:0px 3px 0px 3px;vertical-align:bottom;">DW</td> <td data-sheets-value='{"1":2,"2":"Clear (H/H)"}' style="overflow:hidden;padding:0px 3px 0px 3px;vertical-align:bottom;">Clear (H/H)</td> <td data-sheets-numberformat='{"1":2,"2":"0.00","3":1}' data-sheets-value='{"1":3,"3":0.98}' style="overflow:hidden;padding:0px 3px 0px 3px;vertical-align:bottom;text-align:center;">0.98</td> <td data-sheets-numberformat='{"1":2,"2":"0","3":1}' data-sheets-value='{"1":3,"3":33.21}' style="overflow:hidden;padding:0px 3px 0px 3px;vertical-align:bottom;text-align:center;">33</td> <td data-sheets-numberformat='{"1":2,"2":"0","3":1}' data-sheets-value='{"1":3,"3":49.5}' style="overflow:hidden;padding:0px 3px 0px 3px;vertical-align:bottom;text-align:center;">50</td> <td data-sheets-value='{"1":3,"3":26}' style="border-right:1px solid #000000;overflow:hidden;padding:0px 3px 0px 3px;vertical-align:bottom;text-align:center;">26</td> </tr> <tr style="height:20px;"> <td style="border-bottom:1px solid #000000;border-left:1px solid #000000;overflow:hidden;padding:0px 3px 0px 3px;vertical-align:bottom;"></td> <td style="border-bottom:1px solid #000000;overflow:hidden;padding:0px 3px 0px 3px;vertical-align:bottom;"></td> <td data-sheets-value='{"1":2,"2":"Opal (O/O)"}' style="border-bottom:1px solid #000000;overflow:hidden;padding:0px 3px 0px 3px;vertical-align:bottom;">Opal (O/O)</td> <td data-sheets-numberformat='{"1":2,"2":"0.00","3":1}' data-sheets-value='{"1":3,"3":0.98}' style="border-bottom:1px solid #000000;overflow:hidden;padding:0px 3px 0px 3px;vertical-align:bottom;text-align:center;">0.98</td> <td data-sheets-numberformat='{"1":2,"2":"0","3":1}' data-sheets-value='{"1":3,"3":28.29}' style="border-bottom:1px solid #000000;overflow:hidden;padding:0px 3px 0px 3px;vertical-align:bottom;text-align:center;">28</td> <td data-sheets-numberformat='{"1":2,"2":"0","3":1}' data-sheets-value='{"1":3,"3":38.28}' style="border-bottom:1px solid #000000;overflow:hidden;padding:0px 3px 0px 3px;vertical-align:bottom;text-align:center;">38</td> <td data-sheets-value='{"1":3,"3":26}' style="border-right:1px solid #000000;border-bottom:1px solid #000000;overflow:hidden;padding:0px 3px 0px 3px;vertical-align:bottom;text-align:center;">26</td> </tr> <tr style="height:20px;"> <td data-sheets-value='{"1":2,"2":"Polycarbonate "}' style="border-left:1px solid #000000;overflow:hidden;padding:0px 3px 0px 3px;vertical-align:bottom;">Polycarbonate </td> <td data-sheets-value='{"1":2,"2":"EW"}' style="overflow:hidden;padding:0px 3px 0px 3px;vertical-align:bottom;">EW</td> <td data-sheets-value='{"1":2,"2":"Clear (A)"}' style="overflow:hidden;padding:0px 3px 0px 3px;vertical-align:bottom;">Clear (A)</td> <td data-sheets-numberformat='{"1":2,"2":"0.00","3":1}' data-sheets-value='{"1":3,"3":1.19}' style="overflow:hidden;padding:0px 3px 0px 3px;vertical-align:bottom;text-align:center;">1.19</td> <td data-sheets-numberformat='{"1":2,"2":"0","3":1}' data-sheets-value='{"1":3,"3":36.08}' style="overflow:hidden;padding:0px 3px 0px 3px;vertical-align:bottom;text-align:center;">36</td> <td data-sheets-numberformat='{"1":2,"2":"0","3":1}' data-sheets-value='{"1":3,"3":54.78}' style="overflow:hidden;padding:0px 3px 0px 3px;vertical-align:bottom;text-align:center;">55</td> <td data-sheets-value='{"1":3,"3":24}' style="border-right:1px solid #000000;overflow:hidden;padding:0px 3px 0px 3px;vertical-align:bottom;text-align:center;">24</td> </tr> <tr style="height:20px;"> <td data-sheets-value='{"1":2,"2":"PC"}' style="border-left:1px solid #000000;overflow:hidden;padding:0px 3px 0px 3px;vertical-align:bottom;">PC</td> <td style="overflow:hidden;padding:0px 3px 0px 3px;vertical-align:bottom;"></td> <td data-sheets-value='{"1":2,"2":"Opal (D)"}' style="overflow:hidden;padding:0px 3px 0px 3px;vertical-align:bottom;">Opal (D)</td> <td data-sheets-numberformat='{"1":2,"2":"0.00","3":1}' data-sheets-value='{"1":3,"3":1.19}' style="overflow:hidden;padding:0px 3px 0px 3px;vertical-align:bottom;text-align:center;">1.19</td> <td data-sheets-numberformat='{"1":2,"2":"0","3":1}' data-sheets-value='{"1":3,"3":23.779999999999998}' style="overflow:hidden;padding:0px 3px 0px 3px;vertical-align:bottom;text-align:center;">24</td> <td data-sheets-numberformat='{"1":2,"2":"0","3":1}' data-sheets-value='{"1":3,"3":39.6}' style="overflow:hidden;padding:0px 3px 0px 3px;vertical-align:bottom;text-align:center;">40</td> <td data-sheets-value='{"1":3,"3":24}' style="border-right:1px solid #000000;overflow:hidden;padding:0px 3px 0px 3px;vertical-align:bottom;text-align:center;">24</td> </tr> <tr style="height:20px;"> <td style="border-left:1px solid #000000;overflow:hidden;padding:0px 3px 0px 3px;vertical-align:bottom;"></td> <td data-sheets-value='{"1":2,"2":"DW"}' style="overflow:hidden;padding:0px 3px 0px 3px;vertical-align:bottom;">DW</td> <td data-sheets-value='{"1":2,"2":"Clear (A/H)"}' style="overflow:hidden;padding:0px 3px 0px 3px;vertical-align:bottom;">Clear (A/H)</td> <td data-sheets-numberformat='{"1":2,"2":"0.00","3":1}' data-sheets-value='{"1":3,"3":0.98}' style="overflow:hidden;padding:0px 3px 0px 3px;vertical-align:bottom;text-align:center;">0.98</td> <td data-sheets-numberformat='{"1":2,"2":"0","3":1}' data-sheets-value='{"1":3,"3":32.39}' style="overflow:hidden;padding:0px 3px 0px 3px;vertical-align:bottom;text-align:center;">32</td> <td data-sheets-numberformat='{"1":2,"2":"0","3":1}' data-sheets-value='{"1":3,"3":47.52}' style="overflow:hidden;padding:0px 3px 0px 3px;vertical-align:bottom;text-align:center;">48</td> <td data-sheets-value='{"1":3,"3":26}' style="border-right:1px solid #000000;overflow:hidden;padding:0px 3px 0px 3px;vertical-align:bottom;text-align:center;">26</td> </tr> <tr style="height:20px;"> <td style="border-left:1px solid #000000;overflow:hidden;padding:0px 3px 0px 3px;vertical-align:bottom;"></td> <td style="overflow:hidden;padding:0px 3px 0px 3px;vertical-align:bottom;"></td> <td data-sheets-value='{"1":2,"2":"Clear (A/A)"}' style="overflow:hidden;padding:0px 3px 0px 3px;vertical-align:bottom;">Clear (A/A)</td> <td data-sheets-numberformat='{"1":2,"2":"0.00","3":1}' data-sheets-value='{"1":3,"3":0.98}' style="overflow:hidden;padding:0px 3px 0px 3px;vertical-align:bottom;text-align:center;">0.98</td> <td data-sheets-numberformat='{"1":2,"2":"0","3":1}' data-sheets-value='{"1":3,"3":31.569999999999997}' style="overflow:hidden;padding:0px 3px 0px 3px;vertical-align:bottom;text-align:center;">32</td> <td data-sheets-numberformat='{"1":2,"2":"0","3":1}' data-sheets-value='{"1":3,"3":45.54}' style="overflow:hidden;padding:0px 3px 0px 3px;vertical-align:bottom;text-align:center;">46</td> <td data-sheets-value='{"1":3,"3":26}' style="border-right:1px solid #000000;overflow:hidden;padding:0px 3px 0px 3px;vertical-align:bottom;text-align:center;">26</td> </tr> <tr style="height:20px;"> <td style="border-left:1px solid #000000;overflow:hidden;padding:0px 3px 0px 3px;vertical-align:bottom;"></td> <td style="overflow:hidden;padding:0px 3px 0px 3px;vertical-align:bottom;"></td> <td data-sheets-value='{"1":2,"2":"Opal (A/O)"}' style="overflow:hidden;padding:0px 3px 0px 3px;vertical-align:bottom;">Opal (A/O)</td> <td data-sheets-numberformat='{"1":2,"2":"0.00","3":1}' data-sheets-value='{"1":3,"3":0.98}' style="overflow:hidden;padding:0px 3px 0px 3px;vertical-align:bottom;text-align:center;">0.98</td> <td data-sheets-numberformat='{"1":2,"2":"0","3":1}' data-sheets-value='{"1":3,"3":29.93}' style="overflow:hidden;padding:0px 3px 0px 3px;vertical-align:bottom;text-align:center;">30</td> <td data-sheets-numberformat='{"1":2,"2":"0","3":1}' data-sheets-value='{"1":3,"3":41.580000000000005}' style="overflow:hidden;padding:0px 3px 0px 3px;vertical-align:bottom;text-align:center;">42</td> <td data-sheets-value='{"1":3,"3":26}' style="border-right:1px solid #000000;overflow:hidden;padding:0px 3px 0px 3px;vertical-align:bottom;text-align:center;">26</td> </tr> <tr style="height:20px;"> <td style="border-bottom:1px solid #000000;border-left:1px solid #000000;overflow:hidden;padding:0px 3px 0px 3px;vertical-align:bottom;"></td> <td style="border-bottom:1px solid #000000;overflow:hidden;padding:0px 3px 0px 3px;vertical-align:bottom;"></td> <td data-sheets-value='{"1":2,"2":"Opal (A/D)"}' style="border-bottom:1px solid #000000;overflow:hidden;padding:0px 3px 0px 3px;vertical-align:bottom;">Opal (A/D)</td> <td data-sheets-numberformat='{"1":2,"2":"0.00","3":1}' data-sheets-value='{"1":3,"3":0.98}' style="border-bottom:1px solid #000000;overflow:hidden;padding:0px 3px 0px 3px;vertical-align:bottom;text-align:center;">0.98</td> <td data-sheets-numberformat='{"1":2,"2":"0","3":1}' data-sheets-value='{"1":3,"3":20.91}' style="border-bottom:1px solid #000000;overflow:hidden;padding:0px 3px 0px 3px;vertical-align:bottom;text-align:center;">21</td> <td data-sheets-numberformat='{"1":2,"2":"0","3":1}' data-sheets-value='{"1":3,"3":33}' style="border-bottom:1px solid #000000;overflow:hidden;padding:0px 3px 0px 3px;vertical-align:bottom;text-align:center;">33</td> <td data-sheets-value='{"1":3,"3":26}' style="border-right:1px solid #000000;border-bottom:1px solid #000000;overflow:hidden;padding:0px 3px 0px 3px;vertical-align:bottom;text-align:center;">26</td> </tr> <tr style="height:20px;"> <td data-sheets-value='{"1":2,"2":"Polycarbonate"}' style="border-left:1px solid #000000;overflow:hidden;padding:0px 3px 0px 3px;vertical-align:bottom;">Polycarbonate</td> <td data-sheets-value='{"1":2,"2":"EW"}' style="overflow:hidden;padding:0px 3px 0px 3px;vertical-align:bottom;">EW</td> <td data-sheets-value='{"1":2,"2":"Heatstop Opal (T)"}' style="overflow:hidden;padding:0px 3px 0px 3px;vertical-align:bottom;">Heatstop Opal (T)</td> <td data-sheets-numberformat='{"1":2,"2":"0.00","3":1}' data-sheets-value='{"1":3,"3":1.19}' style="overflow:hidden;padding:0px 3px 0px 3px;vertical-align:bottom;text-align:center;">1.19</td> <td data-sheets-numberformat='{"1":2,"2":"0","3":1}' data-sheets-value='{"1":3,"3":20.09}' style="overflow:hidden;padding:0px 3px 0px 3px;vertical-align:bottom;text-align:center;">20</td> <td data-sheets-numberformat='{"1":2,"2":"0","3":1}' data-sheets-value='{"1":3,"3":38.940000000000005}' style="overflow:hidden;padding:0px 3px 0px 3px;vertical-align:bottom;text-align:center;">39</td> <td data-sheets-value='{"1":3,"3":24}' style="border-right:1px solid #000000;overflow:hidden;padding:0px 3px 0px 3px;vertical-align:bottom;text-align:center;">24</td> </tr> <tr style="height:20px;"> <td data-sheets-value='{"1":2,"2":"Heatstop PC"}' style="border-left:1px solid #000000;overflow:hidden;padding:0px 3px 0px 3px;vertical-align:bottom;">Heatstop PC</td> <td data-sheets-value='{"1":2,"2":"DW"}' style="overflow:hidden;padding:0px 3px 0px 3px;vertical-align:bottom;">DW</td> <td data-sheets-value='{"1":2,"2":"Clear (T/H)"}' style="overflow:hidden;padding:0px 3px 0px 3px;vertical-align:bottom;">Clear (T/H)</td> <td data-sheets-numberformat='{"1":2,"2":"0.00","3":1}' data-sheets-value='{"1":3,"3":0.98}' style="overflow:hidden;padding:0px 3px 0px 3px;vertical-align:bottom;text-align:center;">0.98</td> <td data-sheets-numberformat='{"1":2,"2":"0","3":1}' data-sheets-value='{"1":3,"3":18.04}' style="overflow:hidden;padding:0px 3px 0px 3px;vertical-align:bottom;text-align:center;">18</td> <td data-sheets-numberformat='{"1":2,"2":"0","3":1}' data-sheets-value='{"1":3,"3":33.660000000000004}' style="overflow:hidden;padding:0px 3px 0px 3px;vertical-align:bottom;text-align:center;">34</td> <td data-sheets-value='{"1":3,"3":26}' style="border-right:1px solid #000000;overflow:hidden;padding:0px 3px 0px 3px;vertical-align:bottom;text-align:center;">26</td> </tr> <tr style="height:20px;"> <td style="border-bottom:1px solid #000000;border-left:1px solid #000000;overflow:hidden;padding:0px 3px 0px 3px;vertical-align:bottom;"></td> <td style="border-bottom:1px solid #000000;overflow:hidden;padding:0px 3px 0px 3px;vertical-align:bottom;"></td> <td data-sheets-value='{"1":2,"2":"Opal (T/O)"}' style="border-bottom:1px solid #000000;overflow:hidden;padding:0px 3px 0px 3px;vertical-align:bottom;">Opal (T/O)</td> <td data-sheets-numberformat='{"1":2,"2":"0.00","3":1}' data-sheets-value='{"1":3,"3":0.98}' style="border-bottom:1px solid #000000;overflow:hidden;padding:0px 3px 0px 3px;vertical-align:bottom;text-align:center;">0.98</td> <td data-sheets-numberformat='{"1":2,"2":"0","3":1}' data-sheets-value='{"1":3,"3":16.81}' style="border-bottom:1px solid #000000;overflow:hidden;padding:0px 3px 0px 3px;vertical-align:bottom;text-align:center;">17</td> <td data-sheets-numberformat='{"1":2,"2":"0","3":1}' data-sheets-value='{"1":3,"3":29.700000000000003}' style="border-bottom:1px solid #000000;overflow:hidden;padding:0px 3px 0px 3px;vertical-align:bottom;text-align:center;">30</td> <td data-sheets-value='{"1":3,"3":26}' style="border-right:1px solid #000000;border-bottom:1px solid #000000;overflow:hidden;padding:0px 3px 0px 3px;vertical-align:bottom;text-align:center;">26</td> </tr> </tbody></table> | skylux-160-ce-met-koepel-en-metaalopstand-met-lm-motor-pvc-raam-type-ep25-en-windvang-1000-x-2300-mm | 8585999352141 | 46872278106445
Smoke and heat exhaust (SHEV) | SHE system | Skylux | Skylux 160° CE with skylight and metal curb with LM-actuator, PVC frame type EP25 and spoiler 1050 x 1050 mm |  | 50939 | 5412970509394 | 4359.65 | Yes | 30-45 | 82.35 | 1050 x 1050 mm | 1050 | 1050 |  | metal curb M30 (30 cm high) | Square | 1.19 W/m²K - 0.98 W/m²K | 57% - 30% | 37% - 17% | 24dB - 26dB | 160° CE (for industry) | PVC frame EP25 | with spoiler | E | Single actuator | Maximum double-walled skylight possible for this product | Ut-value LT-value g-value Rw-value EN 1873 : 2014 EN ISO 13468 EN 16153 EN 410 EN 410 EN ISO 140-3 Material Walls Shells (W/m²K) (%) (%) (dB) Acrylic EW Clear (H) 1.19 37 57 24 PMMA Opal (O) 1.19 34 50 24 DW Clear (H/H) 0.98 33 50 26 Opal (O/O) 0.98 28 38 26 Polycarbonate EW Clear (A) 1.19 36 55 24 PC Opal (D) 1.19 24 40 24 DW Clear (A/H) 0.98 32 48 26 Clear (A/A) 0.98 32 46 26 Opal (A/O) 0.98 30 42 26 Opal (A/D) 0.98 21 33 26 Polycarbonate EW Heatstop Opal (T) 1.19 20 39 24 Heatstop PC DW Clear (T/H) 0.98 18 34 26 Opal (T/O) 0.98 17 30 26 | https://skylux.eu/en/products/skylux-160-ce-met-koepel-en-metaalopstand-met-lm-motor-pvc-raam-type-ep25-en-windvang-1050-x-1050-mm | https://skylux.eu/cdn/shop/files/Skylux-160deg-CE-met-koepel-en-metaalopstand-met-LM-motor-pvc-raam-type-EP25-en-windvang-1050-x-1050-mm-RWA-systeem.jpg?v=1702977114&width=1600 | https://skylux.eu/cdn/shop/files/e5a82811-1bb0-48e4-a776-cacb59c7c092_ade2f1e0-b843-4e11-9b3f-e700b885548f.jpg?v=1688550291&width=1600 | //skylux.eu/cdn/shop/files/E_MH_Mounting_instructions_Skylux_160_CE_LM.pdf?v=12406716259046007223 | //skylux.eu/cdn/shop/files/E_TD_Technical_File_Skylux_Skylux_160_CE_Electric.pdf?v=3667116872303399239 | <style type="text/css" id="isPasted"><!--td {border: 1px solid #cccccc;}br {mso-data-placement:same-cell;}--></style><table border="1" cellpadding="0" cellspacing="0" dir="ltr" style="table-layout:fixed;font-size:10pt;font-family:Arial;border-collapse:collapse;border:none;"><tbody> <tr style="height:20px;"> <td style="overflow:hidden;padding:0px 3px 0px 3px;vertical-align:bottom;"></td> <td style="overflow:hidden;padding:0px 3px 0px 3px;vertical-align:bottom;"></td> <td style="overflow:hidden;padding:0px 3px 0px 3px;vertical-align:bottom;"></td> <td data-sheets-value='{"1":2,"2":"Ut-value"}' style="overflow:hidden;padding:0px 3px 0px 3px;vertical-align:bottom;font-weight:bold;text-align:center;">Ut-value</td> <td data-sheets-value='{"1":2,"2":"LT-value"}' style="overflow:hidden;padding:0px 3px 0px 3px;vertical-align:bottom;font-weight:bold;text-align:center;">LT-value</td> <td data-sheets-value='{"1":2,"2":"g-value"}' style="overflow:hidden;padding:0px 3px 0px 3px;vertical-align:bottom;font-weight:bold;text-align:center;">g-value</td> <td data-sheets-value='{"1":2,"2":"Rw-value "}' style="overflow:hidden;padding:0px 3px 0px 3px;vertical-align:bottom;font-weight:bold;text-align:center;">Rw-value </td> </tr> <tr style="height:20px;"> <td style="overflow:hidden;padding:0px 3px 0px 3px;vertical-align:bottom;"></td> <td style="overflow:hidden;padding:0px 3px 0px 3px;vertical-align:bottom;"></td> <td style="overflow:hidden;padding:0px 3px 0px 3px;vertical-align:bottom;"></td> <td data-sheets-numberformat='{"1":2,"2":"0.00","3":1}' data-sheets-value='{"1":2,"2":"EN 1873 : 2014"}' style="overflow:hidden;padding:0px 3px 0px 3px;vertical-align:bottom;text-align:center;">EN 1873 : 2014</td> <td data-sheets-numberformat='{"1":2,"2":"0","3":1}' data-sheets-value='{"1":2,"2":"EN ISO 13468 EN 16153 EN 410"}' style="overflow:hidden;padding:0px 3px 0px 3px;vertical-align:bottom;text-align:center;">EN ISO 13468 EN 16153 EN 410</td> <td data-sheets-numberformat='{"1":2,"2":"0","3":1}' data-sheets-value='{"1":2,"2":"EN 410"}' style="overflow:hidden;padding:0px 3px 0px 3px;vertical-align:bottom;text-align:center;">EN 410</td> <td data-sheets-value='{"1":2,"2":"EN ISO 140-3\t\t"}' style="overflow:hidden;padding:0px 3px 0px 3px;vertical-align:bottom;text-align:center;">EN ISO 140-3 </td> </tr> <tr style="height:20px;"> <td data-sheets-value='{"1":2,"2":"Material"}' style="border-bottom:1px solid #000000;overflow:hidden;padding:0px 3px 0px 3px;vertical-align:bottom;background-color:#000000;font-weight:bold;color:#ffffff;">Material</td> <td data-sheets-value='{"1":2,"2":"Walls"}' style="border-bottom:1px solid #000000;overflow:hidden;padding:0px 3px 0px 3px;vertical-align:bottom;background-color:#000000;font-weight:bold;color:#ffffff;">Walls</td> <td data-sheets-value='{"1":2,"2":"Shells"}' style="border-bottom:1px solid #000000;overflow:hidden;padding:0px 3px 0px 3px;vertical-align:bottom;background-color:#000000;font-weight:bold;color:#ffffff;">Shells</td> <td data-sheets-numberformat='{"1":2,"2":"0.00","3":1}' data-sheets-value='{"1":2,"2":"(W/m²K)\t"}' style="border-bottom:1px solid #000000;overflow:hidden;padding:0px 3px 0px 3px;vertical-align:bottom;background-color:#000000;font-weight:bold;color:#ffffff;text-align:center;">(W/m²K) </td> <td data-sheets-numberformat='{"1":2,"2":"0","3":1}' data-sheets-value='{"1":2,"2":"(%)"}' style="border-bottom:1px solid #000000;overflow:hidden;padding:0px 3px 0px 3px;vertical-align:bottom;background-color:#000000;font-weight:bold;color:#ffffff;text-align:center;">(%)</td> <td data-sheets-numberformat='{"1":2,"2":"0","3":1}' data-sheets-value='{"1":2,"2":"(%)"}' style="border-bottom:1px solid #000000;overflow:hidden;padding:0px 3px 0px 3px;vertical-align:bottom;background-color:#000000;font-weight:bold;color:#ffffff;text-align:center;">(%)</td> <td data-sheets-value='{"1":2,"2":"(dB)"}' style="border-bottom:1px solid #000000;overflow:hidden;padding:0px 3px 0px 3px;vertical-align:bottom;background-color:#000000;font-weight:bold;color:#ffffff;text-align:center;">(dB)</td> </tr> <tr style="height:20px;"> <td data-sheets-value='{"1":2,"2":"Acrylic"}' style="border-left:1px solid #000000;overflow:hidden;padding:0px 3px 0px 3px;vertical-align:bottom;">Acrylic</td> <td data-sheets-value='{"1":2,"2":"EW"}' style="overflow:hidden;padding:0px 3px 0px 3px;vertical-align:bottom;">EW</td> <td data-sheets-value='{"1":2,"2":"Clear (H)"}' style="overflow:hidden;padding:0px 3px 0px 3px;vertical-align:bottom;">Clear (H)</td> <td data-sheets-numberformat='{"1":2,"2":"0.00","3":1}' data-sheets-value='{"1":3,"3":1.19}' style="overflow:hidden;padding:0px 3px 0px 3px;vertical-align:bottom;text-align:center;">1.19</td> <td data-sheets-numberformat='{"1":2,"2":"0","3":1}' data-sheets-value='{"1":3,"3":36.9}' style="overflow:hidden;padding:0px 3px 0px 3px;vertical-align:bottom;text-align:center;">37</td> <td data-sheets-numberformat='{"1":2,"2":"0","3":1}' data-sheets-value='{"1":3,"3":57.42}' style="overflow:hidden;padding:0px 3px 0px 3px;vertical-align:bottom;text-align:center;">57</td> <td data-sheets-value='{"1":3,"3":24}' style="border-right:1px solid #000000;overflow:hidden;padding:0px 3px 0px 3px;vertical-align:bottom;text-align:center;">24</td> </tr> <tr style="height:20px;"> <td data-sheets-value='{"1":2,"2":"PMMA"}' style="border-left:1px solid #000000;overflow:hidden;padding:0px 3px 0px 3px;vertical-align:bottom;">PMMA</td> <td style="overflow:hidden;padding:0px 3px 0px 3px;vertical-align:bottom;"></td> <td data-sheets-value='{"1":2,"2":"Opal (O)"}' style="overflow:hidden;padding:0px 3px 0px 3px;vertical-align:bottom;">Opal (O)</td> <td data-sheets-numberformat='{"1":2,"2":"0.00","3":1}' data-sheets-value='{"1":3,"3":1.19}' style="overflow:hidden;padding:0px 3px 0px 3px;vertical-align:bottom;text-align:center;">1.19</td> <td data-sheets-numberformat='{"1":2,"2":"0","3":1}' data-sheets-value='{"1":3,"3":34.03}' style="overflow:hidden;padding:0px 3px 0px 3px;vertical-align:bottom;text-align:center;">34</td> <td data-sheets-numberformat='{"1":2,"2":"0","3":1}' data-sheets-value='{"1":3,"3":50.160000000000004}' style="overflow:hidden;padding:0px 3px 0px 3px;vertical-align:bottom;text-align:center;">50</td> <td data-sheets-value='{"1":3,"3":24}' style="border-right:1px solid #000000;overflow:hidden;padding:0px 3px 0px 3px;vertical-align:bottom;text-align:center;">24</td> </tr> <tr style="height:20px;"> <td style="border-left:1px solid #000000;overflow:hidden;padding:0px 3px 0px 3px;vertical-align:bottom;"></td> <td data-sheets-value='{"1":2,"2":"DW"}' style="overflow:hidden;padding:0px 3px 0px 3px;vertical-align:bottom;">DW</td> <td data-sheets-value='{"1":2,"2":"Clear (H/H)"}' style="overflow:hidden;padding:0px 3px 0px 3px;vertical-align:bottom;">Clear (H/H)</td> <td data-sheets-numberformat='{"1":2,"2":"0.00","3":1}' data-sheets-value='{"1":3,"3":0.98}' style="overflow:hidden;padding:0px 3px 0px 3px;vertical-align:bottom;text-align:center;">0.98</td> <td data-sheets-numberformat='{"1":2,"2":"0","3":1}' data-sheets-value='{"1":3,"3":33.21}' style="overflow:hidden;padding:0px 3px 0px 3px;vertical-align:bottom;text-align:center;">33</td> <td data-sheets-numberformat='{"1":2,"2":"0","3":1}' data-sheets-value='{"1":3,"3":49.5}' style="overflow:hidden;padding:0px 3px 0px 3px;vertical-align:bottom;text-align:center;">50</td> <td data-sheets-value='{"1":3,"3":26}' style="border-right:1px solid #000000;overflow:hidden;padding:0px 3px 0px 3px;vertical-align:bottom;text-align:center;">26</td> </tr> <tr style="height:20px;"> <td style="border-bottom:1px solid #000000;border-left:1px solid #000000;overflow:hidden;padding:0px 3px 0px 3px;vertical-align:bottom;"></td> <td style="border-bottom:1px solid #000000;overflow:hidden;padding:0px 3px 0px 3px;vertical-align:bottom;"></td> <td data-sheets-value='{"1":2,"2":"Opal (O/O)"}' style="border-bottom:1px solid #000000;overflow:hidden;padding:0px 3px 0px 3px;vertical-align:bottom;">Opal (O/O)</td> <td data-sheets-numberformat='{"1":2,"2":"0.00","3":1}' data-sheets-value='{"1":3,"3":0.98}' style="border-bottom:1px solid #000000;overflow:hidden;padding:0px 3px 0px 3px;vertical-align:bottom;text-align:center;">0.98</td> <td data-sheets-numberformat='{"1":2,"2":"0","3":1}' data-sheets-value='{"1":3,"3":28.29}' style="border-bottom:1px solid #000000;overflow:hidden;padding:0px 3px 0px 3px;vertical-align:bottom;text-align:center;">28</td> <td data-sheets-numberformat='{"1":2,"2":"0","3":1}' data-sheets-value='{"1":3,"3":38.28}' style="border-bottom:1px solid #000000;overflow:hidden;padding:0px 3px 0px 3px;vertical-align:bottom;text-align:center;">38</td> <td data-sheets-value='{"1":3,"3":26}' style="border-right:1px solid #000000;border-bottom:1px solid #000000;overflow:hidden;padding:0px 3px 0px 3px;vertical-align:bottom;text-align:center;">26</td> </tr> <tr style="height:20px;"> <td data-sheets-value='{"1":2,"2":"Polycarbonate "}' style="border-left:1px solid #000000;overflow:hidden;padding:0px 3px 0px 3px;vertical-align:bottom;">Polycarbonate </td> <td data-sheets-value='{"1":2,"2":"EW"}' style="overflow:hidden;padding:0px 3px 0px 3px;vertical-align:bottom;">EW</td> <td data-sheets-value='{"1":2,"2":"Clear (A)"}' style="overflow:hidden;padding:0px 3px 0px 3px;vertical-align:bottom;">Clear (A)</td> <td data-sheets-numberformat='{"1":2,"2":"0.00","3":1}' data-sheets-value='{"1":3,"3":1.19}' style="overflow:hidden;padding:0px 3px 0px 3px;vertical-align:bottom;text-align:center;">1.19</td> <td data-sheets-numberformat='{"1":2,"2":"0","3":1}' data-sheets-value='{"1":3,"3":36.08}' style="overflow:hidden;padding:0px 3px 0px 3px;vertical-align:bottom;text-align:center;">36</td> <td data-sheets-numberformat='{"1":2,"2":"0","3":1}' data-sheets-value='{"1":3,"3":54.78}' style="overflow:hidden;padding:0px 3px 0px 3px;vertical-align:bottom;text-align:center;">55</td> <td data-sheets-value='{"1":3,"3":24}' style="border-right:1px solid #000000;overflow:hidden;padding:0px 3px 0px 3px;vertical-align:bottom;text-align:center;">24</td> </tr> <tr style="height:20px;"> <td data-sheets-value='{"1":2,"2":"PC"}' style="border-left:1px solid #000000;overflow:hidden;padding:0px 3px 0px 3px;vertical-align:bottom;">PC</td> <td style="overflow:hidden;padding:0px 3px 0px 3px;vertical-align:bottom;"></td> <td data-sheets-value='{"1":2,"2":"Opal (D)"}' style="overflow:hidden;padding:0px 3px 0px 3px;vertical-align:bottom;">Opal (D)</td> <td data-sheets-numberformat='{"1":2,"2":"0.00","3":1}' data-sheets-value='{"1":3,"3":1.19}' style="overflow:hidden;padding:0px 3px 0px 3px;vertical-align:bottom;text-align:center;">1.19</td> <td data-sheets-numberformat='{"1":2,"2":"0","3":1}' data-sheets-value='{"1":3,"3":23.779999999999998}' style="overflow:hidden;padding:0px 3px 0px 3px;vertical-align:bottom;text-align:center;">24</td> <td data-sheets-numberformat='{"1":2,"2":"0","3":1}' data-sheets-value='{"1":3,"3":39.6}' style="overflow:hidden;padding:0px 3px 0px 3px;vertical-align:bottom;text-align:center;">40</td> <td data-sheets-value='{"1":3,"3":24}' style="border-right:1px solid #000000;overflow:hidden;padding:0px 3px 0px 3px;vertical-align:bottom;text-align:center;">24</td> </tr> <tr style="height:20px;"> <td style="border-left:1px solid #000000;overflow:hidden;padding:0px 3px 0px 3px;vertical-align:bottom;"></td> <td data-sheets-value='{"1":2,"2":"DW"}' style="overflow:hidden;padding:0px 3px 0px 3px;vertical-align:bottom;">DW</td> <td data-sheets-value='{"1":2,"2":"Clear (A/H)"}' style="overflow:hidden;padding:0px 3px 0px 3px;vertical-align:bottom;">Clear (A/H)</td> <td data-sheets-numberformat='{"1":2,"2":"0.00","3":1}' data-sheets-value='{"1":3,"3":0.98}' style="overflow:hidden;padding:0px 3px 0px 3px;vertical-align:bottom;text-align:center;">0.98</td> <td data-sheets-numberformat='{"1":2,"2":"0","3":1}' data-sheets-value='{"1":3,"3":32.39}' style="overflow:hidden;padding:0px 3px 0px 3px;vertical-align:bottom;text-align:center;">32</td> <td data-sheets-numberformat='{"1":2,"2":"0","3":1}' data-sheets-value='{"1":3,"3":47.52}' style="overflow:hidden;padding:0px 3px 0px 3px;vertical-align:bottom;text-align:center;">48</td> <td data-sheets-value='{"1":3,"3":26}' style="border-right:1px solid #000000;overflow:hidden;padding:0px 3px 0px 3px;vertical-align:bottom;text-align:center;">26</td> </tr> <tr style="height:20px;"> <td style="border-left:1px solid #000000;overflow:hidden;padding:0px 3px 0px 3px;vertical-align:bottom;"></td> <td style="overflow:hidden;padding:0px 3px 0px 3px;vertical-align:bottom;"></td> <td data-sheets-value='{"1":2,"2":"Clear (A/A)"}' style="overflow:hidden;padding:0px 3px 0px 3px;vertical-align:bottom;">Clear (A/A)</td> <td data-sheets-numberformat='{"1":2,"2":"0.00","3":1}' data-sheets-value='{"1":3,"3":0.98}' style="overflow:hidden;padding:0px 3px 0px 3px;vertical-align:bottom;text-align:center;">0.98</td> <td data-sheets-numberformat='{"1":2,"2":"0","3":1}' data-sheets-value='{"1":3,"3":31.569999999999997}' style="overflow:hidden;padding:0px 3px 0px 3px;vertical-align:bottom;text-align:center;">32</td> <td data-sheets-numberformat='{"1":2,"2":"0","3":1}' data-sheets-value='{"1":3,"3":45.54}' style="overflow:hidden;padding:0px 3px 0px 3px;vertical-align:bottom;text-align:center;">46</td> <td data-sheets-value='{"1":3,"3":26}' style="border-right:1px solid #000000;overflow:hidden;padding:0px 3px 0px 3px;vertical-align:bottom;text-align:center;">26</td> </tr> <tr style="height:20px;"> <td style="border-left:1px solid #000000;overflow:hidden;padding:0px 3px 0px 3px;vertical-align:bottom;"></td> <td style="overflow:hidden;padding:0px 3px 0px 3px;vertical-align:bottom;"></td> <td data-sheets-value='{"1":2,"2":"Opal (A/O)"}' style="overflow:hidden;padding:0px 3px 0px 3px;vertical-align:bottom;">Opal (A/O)</td> <td data-sheets-numberformat='{"1":2,"2":"0.00","3":1}' data-sheets-value='{"1":3,"3":0.98}' style="overflow:hidden;padding:0px 3px 0px 3px;vertical-align:bottom;text-align:center;">0.98</td> <td data-sheets-numberformat='{"1":2,"2":"0","3":1}' data-sheets-value='{"1":3,"3":29.93}' style="overflow:hidden;padding:0px 3px 0px 3px;vertical-align:bottom;text-align:center;">30</td> <td data-sheets-numberformat='{"1":2,"2":"0","3":1}' data-sheets-value='{"1":3,"3":41.580000000000005}' style="overflow:hidden;padding:0px 3px 0px 3px;vertical-align:bottom;text-align:center;">42</td> <td data-sheets-value='{"1":3,"3":26}' style="border-right:1px solid #000000;overflow:hidden;padding:0px 3px 0px 3px;vertical-align:bottom;text-align:center;">26</td> </tr> <tr style="height:20px;"> <td style="border-bottom:1px solid #000000;border-left:1px solid #000000;overflow:hidden;padding:0px 3px 0px 3px;vertical-align:bottom;"></td> <td style="border-bottom:1px solid #000000;overflow:hidden;padding:0px 3px 0px 3px;vertical-align:bottom;"></td> <td data-sheets-value='{"1":2,"2":"Opal (A/D)"}' style="border-bottom:1px solid #000000;overflow:hidden;padding:0px 3px 0px 3px;vertical-align:bottom;">Opal (A/D)</td> <td data-sheets-numberformat='{"1":2,"2":"0.00","3":1}' data-sheets-value='{"1":3,"3":0.98}' style="border-bottom:1px solid #000000;overflow:hidden;padding:0px 3px 0px 3px;vertical-align:bottom;text-align:center;">0.98</td> <td data-sheets-numberformat='{"1":2,"2":"0","3":1}' data-sheets-value='{"1":3,"3":20.91}' style="border-bottom:1px solid #000000;overflow:hidden;padding:0px 3px 0px 3px;vertical-align:bottom;text-align:center;">21</td> <td data-sheets-numberformat='{"1":2,"2":"0","3":1}' data-sheets-value='{"1":3,"3":33}' style="border-bottom:1px solid #000000;overflow:hidden;padding:0px 3px 0px 3px;vertical-align:bottom;text-align:center;">33</td> <td data-sheets-value='{"1":3,"3":26}' style="border-right:1px solid #000000;border-bottom:1px solid #000000;overflow:hidden;padding:0px 3px 0px 3px;vertical-align:bottom;text-align:center;">26</td> </tr> <tr style="height:20px;"> <td data-sheets-value='{"1":2,"2":"Polycarbonate"}' style="border-left:1px solid #000000;overflow:hidden;padding:0px 3px 0px 3px;vertical-align:bottom;">Polycarbonate</td> <td data-sheets-value='{"1":2,"2":"EW"}' style="overflow:hidden;padding:0px 3px 0px 3px;vertical-align:bottom;">EW</td> <td data-sheets-value='{"1":2,"2":"Heatstop Opal (T)"}' style="overflow:hidden;padding:0px 3px 0px 3px;vertical-align:bottom;">Heatstop Opal (T)</td> <td data-sheets-numberformat='{"1":2,"2":"0.00","3":1}' data-sheets-value='{"1":3,"3":1.19}' style="overflow:hidden;padding:0px 3px 0px 3px;vertical-align:bottom;text-align:center;">1.19</td> <td data-sheets-numberformat='{"1":2,"2":"0","3":1}' data-sheets-value='{"1":3,"3":20.09}' style="overflow:hidden;padding:0px 3px 0px 3px;vertical-align:bottom;text-align:center;">20</td> <td data-sheets-numberformat='{"1":2,"2":"0","3":1}' data-sheets-value='{"1":3,"3":38.940000000000005}' style="overflow:hidden;padding:0px 3px 0px 3px;vertical-align:bottom;text-align:center;">39</td> <td data-sheets-value='{"1":3,"3":24}' style="border-right:1px solid #000000;overflow:hidden;padding:0px 3px 0px 3px;vertical-align:bottom;text-align:center;">24</td> </tr> <tr style="height:20px;"> <td data-sheets-value='{"1":2,"2":"Heatstop PC"}' style="border-left:1px solid #000000;overflow:hidden;padding:0px 3px 0px 3px;vertical-align:bottom;">Heatstop PC</td> <td data-sheets-value='{"1":2,"2":"DW"}' style="overflow:hidden;padding:0px 3px 0px 3px;vertical-align:bottom;">DW</td> <td data-sheets-value='{"1":2,"2":"Clear (T/H)"}' style="overflow:hidden;padding:0px 3px 0px 3px;vertical-align:bottom;">Clear (T/H)</td> <td data-sheets-numberformat='{"1":2,"2":"0.00","3":1}' data-sheets-value='{"1":3,"3":0.98}' style="overflow:hidden;padding:0px 3px 0px 3px;vertical-align:bottom;text-align:center;">0.98</td> <td data-sheets-numberformat='{"1":2,"2":"0","3":1}' data-sheets-value='{"1":3,"3":18.04}' style="overflow:hidden;padding:0px 3px 0px 3px;vertical-align:bottom;text-align:center;">18</td> <td data-sheets-numberformat='{"1":2,"2":"0","3":1}' data-sheets-value='{"1":3,"3":33.660000000000004}' style="overflow:hidden;padding:0px 3px 0px 3px;vertical-align:bottom;text-align:center;">34</td> <td data-sheets-value='{"1":3,"3":26}' style="border-right:1px solid #000000;overflow:hidden;padding:0px 3px 0px 3px;vertical-align:bottom;text-align:center;">26</td> </tr> <tr style="height:20px;"> <td style="border-bottom:1px solid #000000;border-left:1px solid #000000;overflow:hidden;padding:0px 3px 0px 3px;vertical-align:bottom;"></td> <td style="border-bottom:1px solid #000000;overflow:hidden;padding:0px 3px 0px 3px;vertical-align:bottom;"></td> <td data-sheets-value='{"1":2,"2":"Opal (T/O)"}' style="border-bottom:1px solid #000000;overflow:hidden;padding:0px 3px 0px 3px;vertical-align:bottom;">Opal (T/O)</td> <td data-sheets-numberformat='{"1":2,"2":"0.00","3":1}' data-sheets-value='{"1":3,"3":0.98}' style="border-bottom:1px solid #000000;overflow:hidden;padding:0px 3px 0px 3px;vertical-align:bottom;text-align:center;">0.98</td> <td data-sheets-numberformat='{"1":2,"2":"0","3":1}' data-sheets-value='{"1":3,"3":16.81}' style="border-bottom:1px solid #000000;overflow:hidden;padding:0px 3px 0px 3px;vertical-align:bottom;text-align:center;">17</td> <td data-sheets-numberformat='{"1":2,"2":"0","3":1}' data-sheets-value='{"1":3,"3":29.700000000000003}' style="border-bottom:1px solid #000000;overflow:hidden;padding:0px 3px 0px 3px;vertical-align:bottom;text-align:center;">30</td> <td data-sheets-value='{"1":3,"3":26}' style="border-right:1px solid #000000;border-bottom:1px solid #000000;overflow:hidden;padding:0px 3px 0px 3px;vertical-align:bottom;text-align:center;">26</td> </tr> </tbody></table> | skylux-160-ce-met-koepel-en-metaalopstand-met-lm-motor-pvc-raam-type-ep25-en-windvang-1050-x-1050-mm | 8585999712589 | 46872278532429
Smoke and heat exhaust (SHEV) | SHE system | Skylux | Skylux 160° CE with skylight and metal curb with LM-actuator, PVC frame type EP25 and spoiler 1050 x 1650 mm |  | 50940 | 5412970509400 | 5305.85 | Yes | 30-45 | 105.86 | 1050 x 1650 mm | 1650 | 1050 |  | metal curb M30 (30 cm high) | Rectangular | 1.19 W/m²K - 0.98 W/m²K | 57% - 30% | 37% - 17% | 24dB - 26dB | 160° CE (for industry) | PVC frame EP25 | with spoiler | E | Single actuator | Maximum double-walled skylight possible for this product | Ut-value LT-value g-value Rw-value EN 1873 : 2014 EN ISO 13468 EN 16153 EN 410 EN 410 EN ISO 140-3 Material Walls Shells (W/m²K) (%) (%) (dB) Acrylic EW Clear (H) 1.19 37 57 24 PMMA Opal (O) 1.19 34 50 24 DW Clear (H/H) 0.98 33 50 26 Opal (O/O) 0.98 28 38 26 Polycarbonate EW Clear (A) 1.19 36 55 24 PC Opal (D) 1.19 24 40 24 DW Clear (A/H) 0.98 32 48 26 Clear (A/A) 0.98 32 46 26 Opal (A/O) 0.98 30 42 26 Opal (A/D) 0.98 21 33 26 Polycarbonate EW Heatstop Opal (T) 1.19 20 39 24 Heatstop PC DW Clear (T/H) 0.98 18 34 26 Opal (T/O) 0.98 17 30 26 | https://skylux.eu/en/products/skylux-160-ce-met-koepel-en-metaalopstand-met-lm-motor-pvc-raam-type-ep25-en-windvang-1050-x-1650-mm | https://skylux.eu/cdn/shop/files/Skylux-160deg-CE-met-koepel-en-metaalopstand-met-LM-motor-pvc-raam-type-EP25-en-windvang-1050-x-1650-mm-RWA-systeem.jpg?v=1702977120&width=1600 | https://skylux.eu/cdn/shop/files/e5a82811-1bb0-48e4-a776-cacb59c7c092_327e5599-086a-4a2e-8402-d76d67d07ace.jpg?v=1688550292&width=1600 | //skylux.eu/cdn/shop/files/E_MH_Mounting_instructions_Skylux_160_CE_LM.pdf?v=12406716259046007223 | //skylux.eu/cdn/shop/files/E_TD_Technical_File_Skylux_Skylux_160_CE_Electric.pdf?v=3667116872303399239 | <style type="text/css" id="isPasted"><!--td {border: 1px solid #cccccc;}br {mso-data-placement:same-cell;}--></style><table border="1" cellpadding="0" cellspacing="0" dir="ltr" style="table-layout:fixed;font-size:10pt;font-family:Arial;border-collapse:collapse;border:none;"><tbody> <tr style="height:20px;"> <td style="overflow:hidden;padding:0px 3px 0px 3px;vertical-align:bottom;"></td> <td style="overflow:hidden;padding:0px 3px 0px 3px;vertical-align:bottom;"></td> <td style="overflow:hidden;padding:0px 3px 0px 3px;vertical-align:bottom;"></td> <td data-sheets-value='{"1":2,"2":"Ut-value"}' style="overflow:hidden;padding:0px 3px 0px 3px;vertical-align:bottom;font-weight:bold;text-align:center;">Ut-value</td> <td data-sheets-value='{"1":2,"2":"LT-value"}' style="overflow:hidden;padding:0px 3px 0px 3px;vertical-align:bottom;font-weight:bold;text-align:center;">LT-value</td> <td data-sheets-value='{"1":2,"2":"g-value"}' style="overflow:hidden;padding:0px 3px 0px 3px;vertical-align:bottom;font-weight:bold;text-align:center;">g-value</td> <td data-sheets-value='{"1":2,"2":"Rw-value "}' style="overflow:hidden;padding:0px 3px 0px 3px;vertical-align:bottom;font-weight:bold;text-align:center;">Rw-value </td> </tr> <tr style="height:20px;"> <td style="overflow:hidden;padding:0px 3px 0px 3px;vertical-align:bottom;"></td> <td style="overflow:hidden;padding:0px 3px 0px 3px;vertical-align:bottom;"></td> <td style="overflow:hidden;padding:0px 3px 0px 3px;vertical-align:bottom;"></td> <td data-sheets-numberformat='{"1":2,"2":"0.00","3":1}' data-sheets-value='{"1":2,"2":"EN 1873 : 2014"}' style="overflow:hidden;padding:0px 3px 0px 3px;vertical-align:bottom;text-align:center;">EN 1873 : 2014</td> <td data-sheets-numberformat='{"1":2,"2":"0","3":1}' data-sheets-value='{"1":2,"2":"EN ISO 13468 EN 16153 EN 410"}' style="overflow:hidden;padding:0px 3px 0px 3px;vertical-align:bottom;text-align:center;">EN ISO 13468 EN 16153 EN 410</td> <td data-sheets-numberformat='{"1":2,"2":"0","3":1}' data-sheets-value='{"1":2,"2":"EN 410"}' style="overflow:hidden;padding:0px 3px 0px 3px;vertical-align:bottom;text-align:center;">EN 410</td> <td data-sheets-value='{"1":2,"2":"EN ISO 140-3\t\t"}' style="overflow:hidden;padding:0px 3px 0px 3px;vertical-align:bottom;text-align:center;">EN ISO 140-3 </td> </tr> <tr style="height:20px;"> <td data-sheets-value='{"1":2,"2":"Material"}' style="border-bottom:1px solid #000000;overflow:hidden;padding:0px 3px 0px 3px;vertical-align:bottom;background-color:#000000;font-weight:bold;color:#ffffff;">Material</td> <td data-sheets-value='{"1":2,"2":"Walls"}' style="border-bottom:1px solid #000000;overflow:hidden;padding:0px 3px 0px 3px;vertical-align:bottom;background-color:#000000;font-weight:bold;color:#ffffff;">Walls</td> <td data-sheets-value='{"1":2,"2":"Shells"}' style="border-bottom:1px solid #000000;overflow:hidden;padding:0px 3px 0px 3px;vertical-align:bottom;background-color:#000000;font-weight:bold;color:#ffffff;">Shells</td> <td data-sheets-numberformat='{"1":2,"2":"0.00","3":1}' data-sheets-value='{"1":2,"2":"(W/m²K)\t"}' style="border-bottom:1px solid #000000;overflow:hidden;padding:0px 3px 0px 3px;vertical-align:bottom;background-color:#000000;font-weight:bold;color:#ffffff;text-align:center;">(W/m²K) </td> <td data-sheets-numberformat='{"1":2,"2":"0","3":1}' data-sheets-value='{"1":2,"2":"(%)"}' style="border-bottom:1px solid #000000;overflow:hidden;padding:0px 3px 0px 3px;vertical-align:bottom;background-color:#000000;font-weight:bold;color:#ffffff;text-align:center;">(%)</td> <td data-sheets-numberformat='{"1":2,"2":"0","3":1}' data-sheets-value='{"1":2,"2":"(%)"}' style="border-bottom:1px solid #000000;overflow:hidden;padding:0px 3px 0px 3px;vertical-align:bottom;background-color:#000000;font-weight:bold;color:#ffffff;text-align:center;">(%)</td> <td data-sheets-value='{"1":2,"2":"(dB)"}' style="border-bottom:1px solid #000000;overflow:hidden;padding:0px 3px 0px 3px;vertical-align:bottom;background-color:#000000;font-weight:bold;color:#ffffff;text-align:center;">(dB)</td> </tr> <tr style="height:20px;"> <td data-sheets-value='{"1":2,"2":"Acrylic"}' style="border-left:1px solid #000000;overflow:hidden;padding:0px 3px 0px 3px;vertical-align:bottom;">Acrylic</td> <td data-sheets-value='{"1":2,"2":"EW"}' style="overflow:hidden;padding:0px 3px 0px 3px;vertical-align:bottom;">EW</td> <td data-sheets-value='{"1":2,"2":"Clear (H)"}' style="overflow:hidden;padding:0px 3px 0px 3px;vertical-align:bottom;">Clear (H)</td> <td data-sheets-numberformat='{"1":2,"2":"0.00","3":1}' data-sheets-value='{"1":3,"3":1.19}' style="overflow:hidden;padding:0px 3px 0px 3px;vertical-align:bottom;text-align:center;">1.19</td> <td data-sheets-numberformat='{"1":2,"2":"0","3":1}' data-sheets-value='{"1":3,"3":36.9}' style="overflow:hidden;padding:0px 3px 0px 3px;vertical-align:bottom;text-align:center;">37</td> <td data-sheets-numberformat='{"1":2,"2":"0","3":1}' data-sheets-value='{"1":3,"3":57.42}' style="overflow:hidden;padding:0px 3px 0px 3px;vertical-align:bottom;text-align:center;">57</td> <td data-sheets-value='{"1":3,"3":24}' style="border-right:1px solid #000000;overflow:hidden;padding:0px 3px 0px 3px;vertical-align:bottom;text-align:center;">24</td> </tr> <tr style="height:20px;"> <td data-sheets-value='{"1":2,"2":"PMMA"}' style="border-left:1px solid #000000;overflow:hidden;padding:0px 3px 0px 3px;vertical-align:bottom;">PMMA</td> <td style="overflow:hidden;padding:0px 3px 0px 3px;vertical-align:bottom;"></td> <td data-sheets-value='{"1":2,"2":"Opal (O)"}' style="overflow:hidden;padding:0px 3px 0px 3px;vertical-align:bottom;">Opal (O)</td> <td data-sheets-numberformat='{"1":2,"2":"0.00","3":1}' data-sheets-value='{"1":3,"3":1.19}' style="overflow:hidden;padding:0px 3px 0px 3px;vertical-align:bottom;text-align:center;">1.19</td> <td data-sheets-numberformat='{"1":2,"2":"0","3":1}' data-sheets-value='{"1":3,"3":34.03}' style="overflow:hidden;padding:0px 3px 0px 3px;vertical-align:bottom;text-align:center;">34</td> <td data-sheets-numberformat='{"1":2,"2":"0","3":1}' data-sheets-value='{"1":3,"3":50.160000000000004}' style="overflow:hidden;padding:0px 3px 0px 3px;vertical-align:bottom;text-align:center;">50</td> <td data-sheets-value='{"1":3,"3":24}' style="border-right:1px solid #000000;overflow:hidden;padding:0px 3px 0px 3px;vertical-align:bottom;text-align:center;">24</td> </tr> <tr style="height:20px;"> <td style="border-left:1px solid #000000;overflow:hidden;padding:0px 3px 0px 3px;vertical-align:bottom;"></td> <td data-sheets-value='{"1":2,"2":"DW"}' style="overflow:hidden;padding:0px 3px 0px 3px;vertical-align:bottom;">DW</td> <td data-sheets-value='{"1":2,"2":"Clear (H/H)"}' style="overflow:hidden;padding:0px 3px 0px 3px;vertical-align:bottom;">Clear (H/H)</td> <td data-sheets-numberformat='{"1":2,"2":"0.00","3":1}' data-sheets-value='{"1":3,"3":0.98}' style="overflow:hidden;padding:0px 3px 0px 3px;vertical-align:bottom;text-align:center;">0.98</td> <td data-sheets-numberformat='{"1":2,"2":"0","3":1}' data-sheets-value='{"1":3,"3":33.21}' style="overflow:hidden;padding:0px 3px 0px 3px;vertical-align:bottom;text-align:center;">33</td> <td data-sheets-numberformat='{"1":2,"2":"0","3":1}' data-sheets-value='{"1":3,"3":49.5}' style="overflow:hidden;padding:0px 3px 0px 3px;vertical-align:bottom;text-align:center;">50</td> <td data-sheets-value='{"1":3,"3":26}' style="border-right:1px solid #000000;overflow:hidden;padding:0px 3px 0px 3px;vertical-align:bottom;text-align:center;">26</td> </tr> <tr style="height:20px;"> <td style="border-bottom:1px solid #000000;border-left:1px solid #000000;overflow:hidden;padding:0px 3px 0px 3px;vertical-align:bottom;"></td> <td style="border-bottom:1px solid #000000;overflow:hidden;padding:0px 3px 0px 3px;vertical-align:bottom;"></td> <td data-sheets-value='{"1":2,"2":"Opal (O/O)"}' style="border-bottom:1px solid #000000;overflow:hidden;padding:0px 3px 0px 3px;vertical-align:bottom;">Opal (O/O)</td> <td data-sheets-numberformat='{"1":2,"2":"0.00","3":1}' data-sheets-value='{"1":3,"3":0.98}' style="border-bottom:1px solid #000000;overflow:hidden;padding:0px 3px 0px 3px;vertical-align:bottom;text-align:center;">0.98</td> <td data-sheets-numberformat='{"1":2,"2":"0","3":1}' data-sheets-value='{"1":3,"3":28.29}' style="border-bottom:1px solid #000000;overflow:hidden;padding:0px 3px 0px 3px;vertical-align:bottom;text-align:center;">28</td> <td data-sheets-numberformat='{"1":2,"2":"0","3":1}' data-sheets-value='{"1":3,"3":38.28}' style="border-bottom:1px solid #000000;overflow:hidden;padding:0px 3px 0px 3px;vertical-align:bottom;text-align:center;">38</td> <td data-sheets-value='{"1":3,"3":26}' style="border-right:1px solid #000000;border-bottom:1px solid #000000;overflow:hidden;padding:0px 3px 0px 3px;vertical-align:bottom;text-align:center;">26</td> </tr> <tr style="height:20px;"> <td data-sheets-value='{"1":2,"2":"Polycarbonate "}' style="border-left:1px solid #000000;overflow:hidden;padding:0px 3px 0px 3px;vertical-align:bottom;">Polycarbonate </td> <td data-sheets-value='{"1":2,"2":"EW"}' style="overflow:hidden;padding:0px 3px 0px 3px;vertical-align:bottom;">EW</td> <td data-sheets-value='{"1":2,"2":"Clear (A)"}' style="overflow:hidden;padding:0px 3px 0px 3px;vertical-align:bottom;">Clear (A)</td> <td data-sheets-numberformat='{"1":2,"2":"0.00","3":1}' data-sheets-value='{"1":3,"3":1.19}' style="overflow:hidden;padding:0px 3px 0px 3px;vertical-align:bottom;text-align:center;">1.19</td> <td data-sheets-numberformat='{"1":2,"2":"0","3":1}' data-sheets-value='{"1":3,"3":36.08}' style="overflow:hidden;padding:0px 3px 0px 3px;vertical-align:bottom;text-align:center;">36</td> <td data-sheets-numberformat='{"1":2,"2":"0","3":1}' data-sheets-value='{"1":3,"3":54.78}' style="overflow:hidden;padding:0px 3px 0px 3px;vertical-align:bottom;text-align:center;">55</td> <td data-sheets-value='{"1":3,"3":24}' style="border-right:1px solid #000000;overflow:hidden;padding:0px 3px 0px 3px;vertical-align:bottom;text-align:center;">24</td> </tr> <tr style="height:20px;"> <td data-sheets-value='{"1":2,"2":"PC"}' style="border-left:1px solid #000000;overflow:hidden;padding:0px 3px 0px 3px;vertical-align:bottom;">PC</td> <td style="overflow:hidden;padding:0px 3px 0px 3px;vertical-align:bottom;"></td> <td data-sheets-value='{"1":2,"2":"Opal (D)"}' style="overflow:hidden;padding:0px 3px 0px 3px;vertical-align:bottom;">Opal (D)</td> <td data-sheets-numberformat='{"1":2,"2":"0.00","3":1}' data-sheets-value='{"1":3,"3":1.19}' style="overflow:hidden;padding:0px 3px 0px 3px;vertical-align:bottom;text-align:center;">1.19</td> <td data-sheets-numberformat='{"1":2,"2":"0","3":1}' data-sheets-value='{"1":3,"3":23.779999999999998}' style="overflow:hidden;padding:0px 3px 0px 3px;vertical-align:bottom;text-align:center;">24</td> <td data-sheets-numberformat='{"1":2,"2":"0","3":1}' data-sheets-value='{"1":3,"3":39.6}' style="overflow:hidden;padding:0px 3px 0px 3px;vertical-align:bottom;text-align:center;">40</td> <td data-sheets-value='{"1":3,"3":24}' style="border-right:1px solid #000000;overflow:hidden;padding:0px 3px 0px 3px;vertical-align:bottom;text-align:center;">24</td> </tr> <tr style="height:20px;"> <td style="border-left:1px solid #000000;overflow:hidden;padding:0px 3px 0px 3px;vertical-align:bottom;"></td> <td data-sheets-value='{"1":2,"2":"DW"}' style="overflow:hidden;padding:0px 3px 0px 3px;vertical-align:bottom;">DW</td> <td data-sheets-value='{"1":2,"2":"Clear (A/H)"}' style="overflow:hidden;padding:0px 3px 0px 3px;vertical-align:bottom;">Clear (A/H)</td> <td data-sheets-numberformat='{"1":2,"2":"0.00","3":1}' data-sheets-value='{"1":3,"3":0.98}' style="overflow:hidden;padding:0px 3px 0px 3px;vertical-align:bottom;text-align:center;">0.98</td> <td data-sheets-numberformat='{"1":2,"2":"0","3":1}' data-sheets-value='{"1":3,"3":32.39}' style="overflow:hidden;padding:0px 3px 0px 3px;vertical-align:bottom;text-align:center;">32</td> <td data-sheets-numberformat='{"1":2,"2":"0","3":1}' data-sheets-value='{"1":3,"3":47.52}' style="overflow:hidden;padding:0px 3px 0px 3px;vertical-align:bottom;text-align:center;">48</td> <td data-sheets-value='{"1":3,"3":26}' style="border-right:1px solid #000000;overflow:hidden;padding:0px 3px 0px 3px;vertical-align:bottom;text-align:center;">26</td> </tr> <tr style="height:20px;"> <td style="border-left:1px solid #000000;overflow:hidden;padding:0px 3px 0px 3px;vertical-align:bottom;"></td> <td style="overflow:hidden;padding:0px 3px 0px 3px;vertical-align:bottom;"></td> <td data-sheets-value='{"1":2,"2":"Clear (A/A)"}' style="overflow:hidden;padding:0px 3px 0px 3px;vertical-align:bottom;">Clear (A/A)</td> <td data-sheets-numberformat='{"1":2,"2":"0.00","3":1}' data-sheets-value='{"1":3,"3":0.98}' style="overflow:hidden;padding:0px 3px 0px 3px;vertical-align:bottom;text-align:center;">0.98</td> <td data-sheets-numberformat='{"1":2,"2":"0","3":1}' data-sheets-value='{"1":3,"3":31.569999999999997}' style="overflow:hidden;padding:0px 3px 0px 3px;vertical-align:bottom;text-align:center;">32</td> <td data-sheets-numberformat='{"1":2,"2":"0","3":1}' data-sheets-value='{"1":3,"3":45.54}' style="overflow:hidden;padding:0px 3px 0px 3px;vertical-align:bottom;text-align:center;">46</td> <td data-sheets-value='{"1":3,"3":26}' style="border-right:1px solid #000000;overflow:hidden;padding:0px 3px 0px 3px;vertical-align:bottom;text-align:center;">26</td> </tr> <tr style="height:20px;"> <td style="border-left:1px solid #000000;overflow:hidden;padding:0px 3px 0px 3px;vertical-align:bottom;"></td> <td style="overflow:hidden;padding:0px 3px 0px 3px;vertical-align:bottom;"></td> <td data-sheets-value='{"1":2,"2":"Opal (A/O)"}' style="overflow:hidden;padding:0px 3px 0px 3px;vertical-align:bottom;">Opal (A/O)</td> <td data-sheets-numberformat='{"1":2,"2":"0.00","3":1}' data-sheets-value='{"1":3,"3":0.98}' style="overflow:hidden;padding:0px 3px 0px 3px;vertical-align:bottom;text-align:center;">0.98</td> <td data-sheets-numberformat='{"1":2,"2":"0","3":1}' data-sheets-value='{"1":3,"3":29.93}' style="overflow:hidden;padding:0px 3px 0px 3px;vertical-align:bottom;text-align:center;">30</td> <td data-sheets-numberformat='{"1":2,"2":"0","3":1}' data-sheets-value='{"1":3,"3":41.580000000000005}' style="overflow:hidden;padding:0px 3px 0px 3px;vertical-align:bottom;text-align:center;">42</td> <td data-sheets-value='{"1":3,"3":26}' style="border-right:1px solid #000000;overflow:hidden;padding:0px 3px 0px 3px;vertical-align:bottom;text-align:center;">26</td> </tr> <tr style="height:20px;"> <td style="border-bottom:1px solid #000000;border-left:1px solid #000000;overflow:hidden;padding:0px 3px 0px 3px;vertical-align:bottom;"></td> <td style="border-bottom:1px solid #000000;overflow:hidden;padding:0px 3px 0px 3px;vertical-align:bottom;"></td> <td data-sheets-value='{"1":2,"2":"Opal (A/D)"}' style="border-bottom:1px solid #000000;overflow:hidden;padding:0px 3px 0px 3px;vertical-align:bottom;">Opal (A/D)</td> <td data-sheets-numberformat='{"1":2,"2":"0.00","3":1}' data-sheets-value='{"1":3,"3":0.98}' style="border-bottom:1px solid #000000;overflow:hidden;padding:0px 3px 0px 3px;vertical-align:bottom;text-align:center;">0.98</td> <td data-sheets-numberformat='{"1":2,"2":"0","3":1}' data-sheets-value='{"1":3,"3":20.91}' style="border-bottom:1px solid #000000;overflow:hidden;padding:0px 3px 0px 3px;vertical-align:bottom;text-align:center;">21</td> <td data-sheets-numberformat='{"1":2,"2":"0","3":1}' data-sheets-value='{"1":3,"3":33}' style="border-bottom:1px solid #000000;overflow:hidden;padding:0px 3px 0px 3px;vertical-align:bottom;text-align:center;">33</td> <td data-sheets-value='{"1":3,"3":26}' style="border-right:1px solid #000000;border-bottom:1px solid #000000;overflow:hidden;padding:0px 3px 0px 3px;vertical-align:bottom;text-align:center;">26</td> </tr> <tr style="height:20px;"> <td data-sheets-value='{"1":2,"2":"Polycarbonate"}' style="border-left:1px solid #000000;overflow:hidden;padding:0px 3px 0px 3px;vertical-align:bottom;">Polycarbonate</td> <td data-sheets-value='{"1":2,"2":"EW"}' style="overflow:hidden;padding:0px 3px 0px 3px;vertical-align:bottom;">EW</td> <td data-sheets-value='{"1":2,"2":"Heatstop Opal (T)"}' style="overflow:hidden;padding:0px 3px 0px 3px;vertical-align:bottom;">Heatstop Opal (T)</td> <td data-sheets-numberformat='{"1":2,"2":"0.00","3":1}' data-sheets-value='{"1":3,"3":1.19}' style="overflow:hidden;padding:0px 3px 0px 3px;vertical-align:bottom;text-align:center;">1.19</td> <td data-sheets-numberformat='{"1":2,"2":"0","3":1}' data-sheets-value='{"1":3,"3":20.09}' style="overflow:hidden;padding:0px 3px 0px 3px;vertical-align:bottom;text-align:center;">20</td> <td data-sheets-numberformat='{"1":2,"2":"0","3":1}' data-sheets-value='{"1":3,"3":38.940000000000005}' style="overflow:hidden;padding:0px 3px 0px 3px;vertical-align:bottom;text-align:center;">39</td> <td data-sheets-value='{"1":3,"3":24}' style="border-right:1px solid #000000;overflow:hidden;padding:0px 3px 0px 3px;vertical-align:bottom;text-align:center;">24</td> </tr> <tr style="height:20px;"> <td data-sheets-value='{"1":2,"2":"Heatstop PC"}' style="border-left:1px solid #000000;overflow:hidden;padding:0px 3px 0px 3px;vertical-align:bottom;">Heatstop PC</td> <td data-sheets-value='{"1":2,"2":"DW"}' style="overflow:hidden;padding:0px 3px 0px 3px;vertical-align:bottom;">DW</td> <td data-sheets-value='{"1":2,"2":"Clear (T/H)"}' style="overflow:hidden;padding:0px 3px 0px 3px;vertical-align:bottom;">Clear (T/H)</td> <td data-sheets-numberformat='{"1":2,"2":"0.00","3":1}' data-sheets-value='{"1":3,"3":0.98}' style="overflow:hidden;padding:0px 3px 0px 3px;vertical-align:bottom;text-align:center;">0.98</td> <td data-sheets-numberformat='{"1":2,"2":"0","3":1}' data-sheets-value='{"1":3,"3":18.04}' style="overflow:hidden;padding:0px 3px 0px 3px;vertical-align:bottom;text-align:center;">18</td> <td data-sheets-numberformat='{"1":2,"2":"0","3":1}' data-sheets-value='{"1":3,"3":33.660000000000004}' style="overflow:hidden;padding:0px 3px 0px 3px;vertical-align:bottom;text-align:center;">34</td> <td data-sheets-value='{"1":3,"3":26}' style="border-right:1px solid #000000;overflow:hidden;padding:0px 3px 0px 3px;vertical-align:bottom;text-align:center;">26</td> </tr> <tr style="height:20px;"> <td style="border-bottom:1px solid #000000;border-left:1px solid #000000;overflow:hidden;padding:0px 3px 0px 3px;vertical-align:bottom;"></td> <td style="border-bottom:1px solid #000000;overflow:hidden;padding:0px 3px 0px 3px;vertical-align:bottom;"></td> <td data-sheets-value='{"1":2,"2":"Opal (T/O)"}' style="border-bottom:1px solid #000000;overflow:hidden;padding:0px 3px 0px 3px;vertical-align:bottom;">Opal (T/O)</td> <td data-sheets-numberformat='{"1":2,"2":"0.00","3":1}' data-sheets-value='{"1":3,"3":0.98}' style="border-bottom:1px solid #000000;overflow:hidden;padding:0px 3px 0px 3px;vertical-align:bottom;text-align:center;">0.98</td> <td data-sheets-numberformat='{"1":2,"2":"0","3":1}' data-sheets-value='{"1":3,"3":16.81}' style="border-bottom:1px solid #000000;overflow:hidden;padding:0px 3px 0px 3px;vertical-align:bottom;text-align:center;">17</td> <td data-sheets-numberformat='{"1":2,"2":"0","3":1}' data-sheets-value='{"1":3,"3":29.700000000000003}' style="border-bottom:1px solid #000000;overflow:hidden;padding:0px 3px 0px 3px;vertical-align:bottom;text-align:center;">30</td> <td data-sheets-value='{"1":3,"3":26}' style="border-right:1px solid #000000;border-bottom:1px solid #000000;overflow:hidden;padding:0px 3px 0px 3px;vertical-align:bottom;text-align:center;">26</td> </tr> </tbody></table> | skylux-160-ce-met-koepel-en-metaalopstand-met-lm-motor-pvc-raam-type-ep25-en-windvang-1050-x-1650-mm | 8585999876429 | 46872278729037
Smoke and heat exhaust (SHEV) | SHE system | Skylux | Skylux 160° CE with skylight and metal curb with LM-actuator, PVC frame type EP25 and spoiler 1050 x 2250 mm |  | 50941 | 5412970509417 | 6005.25 | Yes | 30-45 | 131.34 | 1050 x 2250 mm | 2250 | 1050 |  | metal curb M30 (30 cm high) | Rectangular | 1.19 W/m²K - 0.98 W/m²K | 57% - 30% | 37% - 17% | 24dB - 26dB | 160° CE (for industry) | PVC frame EP25 | with spoiler | E | Single actuator | Maximum double-walled skylight possible for this product | Ut-value LT-value g-value Rw-value EN 1873 : 2014 EN ISO 13468 EN 16153 EN 410 EN 410 EN ISO 140-3 Material Walls Shells (W/m²K) (%) (%) (dB) Acrylic EW Clear (H) 1.19 37 57 24 PMMA Opal (O) 1.19 34 50 24 DW Clear (H/H) 0.98 33 50 26 Opal (O/O) 0.98 28 38 26 Polycarbonate EW Clear (A) 1.19 36 55 24 PC Opal (D) 1.19 24 40 24 DW Clear (A/H) 0.98 32 48 26 Clear (A/A) 0.98 32 46 26 Opal (A/O) 0.98 30 42 26 Opal (A/D) 0.98 21 33 26 Polycarbonate EW Heatstop Opal (T) 1.19 20 39 24 Heatstop PC DW Clear (T/H) 0.98 18 34 26 Opal (T/O) 0.98 17 30 26 | https://skylux.eu/en/products/skylux-160-ce-met-koepel-en-metaalopstand-met-lm-motor-pvc-raam-type-ep25-en-windvang-1050-x-2250-mm | https://skylux.eu/cdn/shop/files/Skylux-160deg-CE-met-koepel-en-metaalopstand-met-LM-motor-pvc-raam-type-EP25-en-windvang-1050-x-2250-mm-RWA-systeem.jpg?v=1702977125&width=1600 | https://skylux.eu/cdn/shop/files/e5a82811-1bb0-48e4-a776-cacb59c7c092_0b64ebaf-12b6-4be4-a15c-4931c61377bd.jpg?v=1688550294&width=1600 | //skylux.eu/cdn/shop/files/E_MH_Mounting_instructions_Skylux_160_CE_LM.pdf?v=12406716259046007223 | //skylux.eu/cdn/shop/files/E_TD_Technical_File_Skylux_Skylux_160_CE_Electric.pdf?v=3667116872303399239 | <style type="text/css" id="isPasted"><!--td {border: 1px solid #cccccc;}br {mso-data-placement:same-cell;}--></style><table border="1" cellpadding="0" cellspacing="0" dir="ltr" style="table-layout:fixed;font-size:10pt;font-family:Arial;border-collapse:collapse;border:none;"><tbody> <tr style="height:20px;"> <td style="overflow:hidden;padding:0px 3px 0px 3px;vertical-align:bottom;"></td> <td style="overflow:hidden;padding:0px 3px 0px 3px;vertical-align:bottom;"></td> <td style="overflow:hidden;padding:0px 3px 0px 3px;vertical-align:bottom;"></td> <td data-sheets-value='{"1":2,"2":"Ut-value"}' style="overflow:hidden;padding:0px 3px 0px 3px;vertical-align:bottom;font-weight:bold;text-align:center;">Ut-value</td> <td data-sheets-value='{"1":2,"2":"LT-value"}' style="overflow:hidden;padding:0px 3px 0px 3px;vertical-align:bottom;font-weight:bold;text-align:center;">LT-value</td> <td data-sheets-value='{"1":2,"2":"g-value"}' style="overflow:hidden;padding:0px 3px 0px 3px;vertical-align:bottom;font-weight:bold;text-align:center;">g-value</td> <td data-sheets-value='{"1":2,"2":"Rw-value "}' style="overflow:hidden;padding:0px 3px 0px 3px;vertical-align:bottom;font-weight:bold;text-align:center;">Rw-value </td> </tr> <tr style="height:20px;"> <td style="overflow:hidden;padding:0px 3px 0px 3px;vertical-align:bottom;"></td> <td style="overflow:hidden;padding:0px 3px 0px 3px;vertical-align:bottom;"></td> <td style="overflow:hidden;padding:0px 3px 0px 3px;vertical-align:bottom;"></td> <td data-sheets-numberformat='{"1":2,"2":"0.00","3":1}' data-sheets-value='{"1":2,"2":"EN 1873 : 2014"}' style="overflow:hidden;padding:0px 3px 0px 3px;vertical-align:bottom;text-align:center;">EN 1873 : 2014</td> <td data-sheets-numberformat='{"1":2,"2":"0","3":1}' data-sheets-value='{"1":2,"2":"EN ISO 13468 EN 16153 EN 410"}' style="overflow:hidden;padding:0px 3px 0px 3px;vertical-align:bottom;text-align:center;">EN ISO 13468 EN 16153 EN 410</td> <td data-sheets-numberformat='{"1":2,"2":"0","3":1}' data-sheets-value='{"1":2,"2":"EN 410"}' style="overflow:hidden;padding:0px 3px 0px 3px;vertical-align:bottom;text-align:center;">EN 410</td> <td data-sheets-value='{"1":2,"2":"EN ISO 140-3\t\t"}' style="overflow:hidden;padding:0px 3px 0px 3px;vertical-align:bottom;text-align:center;">EN ISO 140-3 </td> </tr> <tr style="height:20px;"> <td data-sheets-value='{"1":2,"2":"Material"}' style="border-bottom:1px solid #000000;overflow:hidden;padding:0px 3px 0px 3px;vertical-align:bottom;background-color:#000000;font-weight:bold;color:#ffffff;">Material</td> <td data-sheets-value='{"1":2,"2":"Walls"}' style="border-bottom:1px solid #000000;overflow:hidden;padding:0px 3px 0px 3px;vertical-align:bottom;background-color:#000000;font-weight:bold;color:#ffffff;">Walls</td> <td data-sheets-value='{"1":2,"2":"Shells"}' style="border-bottom:1px solid #000000;overflow:hidden;padding:0px 3px 0px 3px;vertical-align:bottom;background-color:#000000;font-weight:bold;color:#ffffff;">Shells</td> <td data-sheets-numberformat='{"1":2,"2":"0.00","3":1}' data-sheets-value='{"1":2,"2":"(W/m²K)\t"}' style="border-bottom:1px solid #000000;overflow:hidden;padding:0px 3px 0px 3px;vertical-align:bottom;background-color:#000000;font-weight:bold;color:#ffffff;text-align:center;">(W/m²K) </td> <td data-sheets-numberformat='{"1":2,"2":"0","3":1}' data-sheets-value='{"1":2,"2":"(%)"}' style="border-bottom:1px solid #000000;overflow:hidden;padding:0px 3px 0px 3px;vertical-align:bottom;background-color:#000000;font-weight:bold;color:#ffffff;text-align:center;">(%)</td> <td data-sheets-numberformat='{"1":2,"2":"0","3":1}' data-sheets-value='{"1":2,"2":"(%)"}' style="border-bottom:1px solid #000000;overflow:hidden;padding:0px 3px 0px 3px;vertical-align:bottom;background-color:#000000;font-weight:bold;color:#ffffff;text-align:center;">(%)</td> <td data-sheets-value='{"1":2,"2":"(dB)"}' style="border-bottom:1px solid #000000;overflow:hidden;padding:0px 3px 0px 3px;vertical-align:bottom;background-color:#000000;font-weight:bold;color:#ffffff;text-align:center;">(dB)</td> </tr> <tr style="height:20px;"> <td data-sheets-value='{"1":2,"2":"Acrylic"}' style="border-left:1px solid #000000;overflow:hidden;padding:0px 3px 0px 3px;vertical-align:bottom;">Acrylic</td> <td data-sheets-value='{"1":2,"2":"EW"}' style="overflow:hidden;padding:0px 3px 0px 3px;vertical-align:bottom;">EW</td> <td data-sheets-value='{"1":2,"2":"Clear (H)"}' style="overflow:hidden;padding:0px 3px 0px 3px;vertical-align:bottom;">Clear (H)</td> <td data-sheets-numberformat='{"1":2,"2":"0.00","3":1}' data-sheets-value='{"1":3,"3":1.19}' style="overflow:hidden;padding:0px 3px 0px 3px;vertical-align:bottom;text-align:center;">1.19</td> <td data-sheets-numberformat='{"1":2,"2":"0","3":1}' data-sheets-value='{"1":3,"3":36.9}' style="overflow:hidden;padding:0px 3px 0px 3px;vertical-align:bottom;text-align:center;">37</td> <td data-sheets-numberformat='{"1":2,"2":"0","3":1}' data-sheets-value='{"1":3,"3":57.42}' style="overflow:hidden;padding:0px 3px 0px 3px;vertical-align:bottom;text-align:center;">57</td> <td data-sheets-value='{"1":3,"3":24}' style="border-right:1px solid #000000;overflow:hidden;padding:0px 3px 0px 3px;vertical-align:bottom;text-align:center;">24</td> </tr> <tr style="height:20px;"> <td data-sheets-value='{"1":2,"2":"PMMA"}' style="border-left:1px solid #000000;overflow:hidden;padding:0px 3px 0px 3px;vertical-align:bottom;">PMMA</td> <td style="overflow:hidden;padding:0px 3px 0px 3px;vertical-align:bottom;"></td> <td data-sheets-value='{"1":2,"2":"Opal (O)"}' style="overflow:hidden;padding:0px 3px 0px 3px;vertical-align:bottom;">Opal (O)</td> <td data-sheets-numberformat='{"1":2,"2":"0.00","3":1}' data-sheets-value='{"1":3,"3":1.19}' style="overflow:hidden;padding:0px 3px 0px 3px;vertical-align:bottom;text-align:center;">1.19</td> <td data-sheets-numberformat='{"1":2,"2":"0","3":1}' data-sheets-value='{"1":3,"3":34.03}' style="overflow:hidden;padding:0px 3px 0px 3px;vertical-align:bottom;text-align:center;">34</td> <td data-sheets-numberformat='{"1":2,"2":"0","3":1}' data-sheets-value='{"1":3,"3":50.160000000000004}' style="overflow:hidden;padding:0px 3px 0px 3px;vertical-align:bottom;text-align:center;">50</td> <td data-sheets-value='{"1":3,"3":24}' style="border-right:1px solid #000000;overflow:hidden;padding:0px 3px 0px 3px;vertical-align:bottom;text-align:center;">24</td> </tr> <tr style="height:20px;"> <td style="border-left:1px solid #000000;overflow:hidden;padding:0px 3px 0px 3px;vertical-align:bottom;"></td> <td data-sheets-value='{"1":2,"2":"DW"}' style="overflow:hidden;padding:0px 3px 0px 3px;vertical-align:bottom;">DW</td> <td data-sheets-value='{"1":2,"2":"Clear (H/H)"}' style="overflow:hidden;padding:0px 3px 0px 3px;vertical-align:bottom;">Clear (H/H)</td> <td data-sheets-numberformat='{"1":2,"2":"0.00","3":1}' data-sheets-value='{"1":3,"3":0.98}' style="overflow:hidden;padding:0px 3px 0px 3px;vertical-align:bottom;text-align:center;">0.98</td> <td data-sheets-numberformat='{"1":2,"2":"0","3":1}' data-sheets-value='{"1":3,"3":33.21}' style="overflow:hidden;padding:0px 3px 0px 3px;vertical-align:bottom;text-align:center;">33</td> <td data-sheets-numberformat='{"1":2,"2":"0","3":1}' data-sheets-value='{"1":3,"3":49.5}' style="overflow:hidden;padding:0px 3px 0px 3px;vertical-align:bottom;text-align:center;">50</td> <td data-sheets-value='{"1":3,"3":26}' style="border-right:1px solid #000000;overflow:hidden;padding:0px 3px 0px 3px;vertical-align:bottom;text-align:center;">26</td> </tr> <tr style="height:20px;"> <td style="border-bottom:1px solid #000000;border-left:1px solid #000000;overflow:hidden;padding:0px 3px 0px 3px;vertical-align:bottom;"></td> <td style="border-bottom:1px solid #000000;overflow:hidden;padding:0px 3px 0px 3px;vertical-align:bottom;"></td> <td data-sheets-value='{"1":2,"2":"Opal (O/O)"}' style="border-bottom:1px solid #000000;overflow:hidden;padding:0px 3px 0px 3px;vertical-align:bottom;">Opal (O/O)</td> <td data-sheets-numberformat='{"1":2,"2":"0.00","3":1}' data-sheets-value='{"1":3,"3":0.98}' style="border-bottom:1px solid #000000;overflow:hidden;padding:0px 3px 0px 3px;vertical-align:bottom;text-align:center;">0.98</td> <td data-sheets-numberformat='{"1":2,"2":"0","3":1}' data-sheets-value='{"1":3,"3":28.29}' style="border-bottom:1px solid #000000;overflow:hidden;padding:0px 3px 0px 3px;vertical-align:bottom;text-align:center;">28</td> <td data-sheets-numberformat='{"1":2,"2":"0","3":1}' data-sheets-value='{"1":3,"3":38.28}' style="border-bottom:1px solid #000000;overflow:hidden;padding:0px 3px 0px 3px;vertical-align:bottom;text-align:center;">38</td> <td data-sheets-value='{"1":3,"3":26}' style="border-right:1px solid #000000;border-bottom:1px solid #000000;overflow:hidden;padding:0px 3px 0px 3px;vertical-align:bottom;text-align:center;">26</td> </tr> <tr style="height:20px;"> <td data-sheets-value='{"1":2,"2":"Polycarbonate "}' style="border-left:1px solid #000000;overflow:hidden;padding:0px 3px 0px 3px;vertical-align:bottom;">Polycarbonate </td> <td data-sheets-value='{"1":2,"2":"EW"}' style="overflow:hidden;padding:0px 3px 0px 3px;vertical-align:bottom;">EW</td> <td data-sheets-value='{"1":2,"2":"Clear (A)"}' style="overflow:hidden;padding:0px 3px 0px 3px;vertical-align:bottom;">Clear (A)</td> <td data-sheets-numberformat='{"1":2,"2":"0.00","3":1}' data-sheets-value='{"1":3,"3":1.19}' style="overflow:hidden;padding:0px 3px 0px 3px;vertical-align:bottom;text-align:center;">1.19</td> <td data-sheets-numberformat='{"1":2,"2":"0","3":1}' data-sheets-value='{"1":3,"3":36.08}' style="overflow:hidden;padding:0px 3px 0px 3px;vertical-align:bottom;text-align:center;">36</td> <td data-sheets-numberformat='{"1":2,"2":"0","3":1}' data-sheets-value='{"1":3,"3":54.78}' style="overflow:hidden;padding:0px 3px 0px 3px;vertical-align:bottom;text-align:center;">55</td> <td data-sheets-value='{"1":3,"3":24}' style="border-right:1px solid #000000;overflow:hidden;padding:0px 3px 0px 3px;vertical-align:bottom;text-align:center;">24</td> </tr> <tr style="height:20px;"> <td data-sheets-value='{"1":2,"2":"PC"}' style="border-left:1px solid #000000;overflow:hidden;padding:0px 3px 0px 3px;vertical-align:bottom;">PC</td> <td style="overflow:hidden;padding:0px 3px 0px 3px;vertical-align:bottom;"></td> <td data-sheets-value='{"1":2,"2":"Opal (D)"}' style="overflow:hidden;padding:0px 3px 0px 3px;vertical-align:bottom;">Opal (D)</td> <td data-sheets-numberformat='{"1":2,"2":"0.00","3":1}' data-sheets-value='{"1":3,"3":1.19}' style="overflow:hidden;padding:0px 3px 0px 3px;vertical-align:bottom;text-align:center;">1.19</td> <td data-sheets-numberformat='{"1":2,"2":"0","3":1}' data-sheets-value='{"1":3,"3":23.779999999999998}' style="overflow:hidden;padding:0px 3px 0px 3px;vertical-align:bottom;text-align:center;">24</td> <td data-sheets-numberformat='{"1":2,"2":"0","3":1}' data-sheets-value='{"1":3,"3":39.6}' style="overflow:hidden;padding:0px 3px 0px 3px;vertical-align:bottom;text-align:center;">40</td> <td data-sheets-value='{"1":3,"3":24}' style="border-right:1px solid #000000;overflow:hidden;padding:0px 3px 0px 3px;vertical-align:bottom;text-align:center;">24</td> </tr> <tr style="height:20px;"> <td style="border-left:1px solid #000000;overflow:hidden;padding:0px 3px 0px 3px;vertical-align:bottom;"></td> <td data-sheets-value='{"1":2,"2":"DW"}' style="overflow:hidden;padding:0px 3px 0px 3px;vertical-align:bottom;">DW</td> <td data-sheets-value='{"1":2,"2":"Clear (A/H)"}' style="overflow:hidden;padding:0px 3px 0px 3px;vertical-align:bottom;">Clear (A/H)</td> <td data-sheets-numberformat='{"1":2,"2":"0.00","3":1}' data-sheets-value='{"1":3,"3":0.98}' style="overflow:hidden;padding:0px 3px 0px 3px;vertical-align:bottom;text-align:center;">0.98</td> <td data-sheets-numberformat='{"1":2,"2":"0","3":1}' data-sheets-value='{"1":3,"3":32.39}' style="overflow:hidden;padding:0px 3px 0px 3px;vertical-align:bottom;text-align:center;">32</td> <td data-sheets-numberformat='{"1":2,"2":"0","3":1}' data-sheets-value='{"1":3,"3":47.52}' style="overflow:hidden;padding:0px 3px 0px 3px;vertical-align:bottom;text-align:center;">48</td> <td data-sheets-value='{"1":3,"3":26}' style="border-right:1px solid #000000;overflow:hidden;padding:0px 3px 0px 3px;vertical-align:bottom;text-align:center;">26</td> </tr> <tr style="height:20px;"> <td style="border-left:1px solid #000000;overflow:hidden;padding:0px 3px 0px 3px;vertical-align:bottom;"></td> <td style="overflow:hidden;padding:0px 3px 0px 3px;vertical-align:bottom;"></td> <td data-sheets-value='{"1":2,"2":"Clear (A/A)"}' style="overflow:hidden;padding:0px 3px 0px 3px;vertical-align:bottom;">Clear (A/A)</td> <td data-sheets-numberformat='{"1":2,"2":"0.00","3":1}' data-sheets-value='{"1":3,"3":0.98}' style="overflow:hidden;padding:0px 3px 0px 3px;vertical-align:bottom;text-align:center;">0.98</td> <td data-sheets-numberformat='{"1":2,"2":"0","3":1}' data-sheets-value='{"1":3,"3":31.569999999999997}' style="overflow:hidden;padding:0px 3px 0px 3px;vertical-align:bottom;text-align:center;">32</td> <td data-sheets-numberformat='{"1":2,"2":"0","3":1}' data-sheets-value='{"1":3,"3":45.54}' style="overflow:hidden;padding:0px 3px 0px 3px;vertical-align:bottom;text-align:center;">46</td> <td data-sheets-value='{"1":3,"3":26}' style="border-right:1px solid #000000;overflow:hidden;padding:0px 3px 0px 3px;vertical-align:bottom;text-align:center;">26</td> </tr> <tr style="height:20px;"> <td style="border-left:1px solid #000000;overflow:hidden;padding:0px 3px 0px 3px;vertical-align:bottom;"></td> <td style="overflow:hidden;padding:0px 3px 0px 3px;vertical-align:bottom;"></td> <td data-sheets-value='{"1":2,"2":"Opal (A/O)"}' style="overflow:hidden;padding:0px 3px 0px 3px;vertical-align:bottom;">Opal (A/O)</td> <td data-sheets-numberformat='{"1":2,"2":"0.00","3":1}' data-sheets-value='{"1":3,"3":0.98}' style="overflow:hidden;padding:0px 3px 0px 3px;vertical-align:bottom;text-align:center;">0.98</td> <td data-sheets-numberformat='{"1":2,"2":"0","3":1}' data-sheets-value='{"1":3,"3":29.93}' style="overflow:hidden;padding:0px 3px 0px 3px;vertical-align:bottom;text-align:center;">30</td> <td data-sheets-numberformat='{"1":2,"2":"0","3":1}' data-sheets-value='{"1":3,"3":41.580000000000005}' style="overflow:hidden;padding:0px 3px 0px 3px;vertical-align:bottom;text-align:center;">42</td> <td data-sheets-value='{"1":3,"3":26}' style="border-right:1px solid #000000;overflow:hidden;padding:0px 3px 0px 3px;vertical-align:bottom;text-align:center;">26</td> </tr> <tr style="height:20px;"> <td style="border-bottom:1px solid #000000;border-left:1px solid #000000;overflow:hidden;padding:0px 3px 0px 3px;vertical-align:bottom;"></td> <td style="border-bottom:1px solid #000000;overflow:hidden;padding:0px 3px 0px 3px;vertical-align:bottom;"></td> <td data-sheets-value='{"1":2,"2":"Opal (A/D)"}' style="border-bottom:1px solid #000000;overflow:hidden;padding:0px 3px 0px 3px;vertical-align:bottom;">Opal (A/D)</td> <td data-sheets-numberformat='{"1":2,"2":"0.00","3":1}' data-sheets-value='{"1":3,"3":0.98}' style="border-bottom:1px solid #000000;overflow:hidden;padding:0px 3px 0px 3px;vertical-align:bottom;text-align:center;">0.98</td> <td data-sheets-numberformat='{"1":2,"2":"0","3":1}' data-sheets-value='{"1":3,"3":20.91}' style="border-bottom:1px solid #000000;overflow:hidden;padding:0px 3px 0px 3px;vertical-align:bottom;text-align:center;">21</td> <td data-sheets-numberformat='{"1":2,"2":"0","3":1}' data-sheets-value='{"1":3,"3":33}' style="border-bottom:1px solid #000000;overflow:hidden;padding:0px 3px 0px 3px;vertical-align:bottom;text-align:center;">33</td> <td data-sheets-value='{"1":3,"3":26}' style="border-right:1px solid #000000;border-bottom:1px solid #000000;overflow:hidden;padding:0px 3px 0px 3px;vertical-align:bottom;text-align:center;">26</td> </tr> <tr style="height:20px;"> <td data-sheets-value='{"1":2,"2":"Polycarbonate"}' style="border-left:1px solid #000000;overflow:hidden;padding:0px 3px 0px 3px;vertical-align:bottom;">Polycarbonate</td> <td data-sheets-value='{"1":2,"2":"EW"}' style="overflow:hidden;padding:0px 3px 0px 3px;vertical-align:bottom;">EW</td> <td data-sheets-value='{"1":2,"2":"Heatstop Opal (T)"}' style="overflow:hidden;padding:0px 3px 0px 3px;vertical-align:bottom;">Heatstop Opal (T)</td> <td data-sheets-numberformat='{"1":2,"2":"0.00","3":1}' data-sheets-value='{"1":3,"3":1.19}' style="overflow:hidden;padding:0px 3px 0px 3px;vertical-align:bottom;text-align:center;">1.19</td> <td data-sheets-numberformat='{"1":2,"2":"0","3":1}' data-sheets-value='{"1":3,"3":20.09}' style="overflow:hidden;padding:0px 3px 0px 3px;vertical-align:bottom;text-align:center;">20</td> <td data-sheets-numberformat='{"1":2,"2":"0","3":1}' data-sheets-value='{"1":3,"3":38.940000000000005}' style="overflow:hidden;padding:0px 3px 0px 3px;vertical-align:bottom;text-align:center;">39</td> <td data-sheets-value='{"1":3,"3":24}' style="border-right:1px solid #000000;overflow:hidden;padding:0px 3px 0px 3px;vertical-align:bottom;text-align:center;">24</td> </tr> <tr style="height:20px;"> <td data-sheets-value='{"1":2,"2":"Heatstop PC"}' style="border-left:1px solid #000000;overflow:hidden;padding:0px 3px 0px 3px;vertical-align:bottom;">Heatstop PC</td> <td data-sheets-value='{"1":2,"2":"DW"}' style="overflow:hidden;padding:0px 3px 0px 3px;vertical-align:bottom;">DW</td> <td data-sheets-value='{"1":2,"2":"Clear (T/H)"}' style="overflow:hidden;padding:0px 3px 0px 3px;vertical-align:bottom;">Clear (T/H)</td> <td data-sheets-numberformat='{"1":2,"2":"0.00","3":1}' data-sheets-value='{"1":3,"3":0.98}' style="overflow:hidden;padding:0px 3px 0px 3px;vertical-align:bottom;text-align:center;">0.98</td> <td data-sheets-numberformat='{"1":2,"2":"0","3":1}' data-sheets-value='{"1":3,"3":18.04}' style="overflow:hidden;padding:0px 3px 0px 3px;vertical-align:bottom;text-align:center;">18</td> <td data-sheets-numberformat='{"1":2,"2":"0","3":1}' data-sheets-value='{"1":3,"3":33.660000000000004}' style="overflow:hidden;padding:0px 3px 0px 3px;vertical-align:bottom;text-align:center;">34</td> <td data-sheets-value='{"1":3,"3":26}' style="border-right:1px solid #000000;overflow:hidden;padding:0px 3px 0px 3px;vertical-align:bottom;text-align:center;">26</td> </tr> <tr style="height:20px;"> <td style="border-bottom:1px solid #000000;border-left:1px solid #000000;overflow:hidden;padding:0px 3px 0px 3px;vertical-align:bottom;"></td> <td style="border-bottom:1px solid #000000;overflow:hidden;padding:0px 3px 0px 3px;vertical-align:bottom;"></td> <td data-sheets-value='{"1":2,"2":"Opal (T/O)"}' style="border-bottom:1px solid #000000;overflow:hidden;padding:0px 3px 0px 3px;vertical-align:bottom;">Opal (T/O)</td> <td data-sheets-numberformat='{"1":2,"2":"0.00","3":1}' data-sheets-value='{"1":3,"3":0.98}' style="border-bottom:1px solid #000000;overflow:hidden;padding:0px 3px 0px 3px;vertical-align:bottom;text-align:center;">0.98</td> <td data-sheets-numberformat='{"1":2,"2":"0","3":1}' data-sheets-value='{"1":3,"3":16.81}' style="border-bottom:1px solid #000000;overflow:hidden;padding:0px 3px 0px 3px;vertical-align:bottom;text-align:center;">17</td> <td data-sheets-numberformat='{"1":2,"2":"0","3":1}' data-sheets-value='{"1":3,"3":29.700000000000003}' style="border-bottom:1px solid #000000;overflow:hidden;padding:0px 3px 0px 3px;vertical-align:bottom;text-align:center;">30</td> <td data-sheets-value='{"1":3,"3":26}' style="border-right:1px solid #000000;border-bottom:1px solid #000000;overflow:hidden;padding:0px 3px 0px 3px;vertical-align:bottom;text-align:center;">26</td> </tr> </tbody></table> | skylux-160-ce-met-koepel-en-metaalopstand-met-lm-motor-pvc-raam-type-ep25-en-windvang-1050-x-2250-mm | 8586000007501 | 46872278892877
Smoke and heat exhaust (SHEV) | SHE system | Skylux | Skylux 160° CE with skylight and metal curb with LM-actuator, PVC frame type EP25 and spoiler 1100 x 1100 mm |  | 50942 | 5412970509424 | 4415.3 | Yes | 30-45 | 83.15 | 1100 x 1100 mm | 1100 | 1100 |  | metal curb M30 (30 cm high) | Square | 1.19 W/m²K - 0.98 W/m²K | 57% - 30% | 37% - 17% | 24dB - 26dB | 160° CE (for industry) | PVC frame EP25 | with spoiler | E | Single actuator | Maximum double-walled skylight possible for this product | Ut-value LT-value g-value Rw-value EN 1873 : 2014 EN ISO 13468 EN 16153 EN 410 EN 410 EN ISO 140-3 Material Walls Shells (W/m²K) (%) (%) (dB) Acrylic EW Clear (H) 1.19 37 57 24 PMMA Opal (O) 1.19 34 50 24 DW Clear (H/H) 0.98 33 50 26 Opal (O/O) 0.98 28 38 26 Polycarbonate EW Clear (A) 1.19 36 55 24 PC Opal (D) 1.19 24 40 24 DW Clear (A/H) 0.98 32 48 26 Clear (A/A) 0.98 32 46 26 Opal (A/O) 0.98 30 42 26 Opal (A/D) 0.98 21 33 26 Polycarbonate EW Heatstop Opal (T) 1.19 20 39 24 Heatstop PC DW Clear (T/H) 0.98 18 34 26 Opal (T/O) 0.98 17 30 26 | https://skylux.eu/en/products/skylux-160-ce-met-koepel-en-metaalopstand-met-lm-motor-pvc-raam-type-ep25-en-windvang-1100-x-1100-mm | https://skylux.eu/cdn/shop/files/Skylux-160deg-CE-met-koepel-en-metaalopstand-met-LM-motor-pvc-raam-type-EP25-en-windvang-1100-x-1100-mm-RWA-systeem.jpg?v=1702977130&width=1600 | https://skylux.eu/cdn/shop/files/e5a82811-1bb0-48e4-a776-cacb59c7c092_26354fc9-9bba-4522-9d15-93e236f6749d.jpg?v=1688550295&width=1600 | //skylux.eu/cdn/shop/files/E_MH_Mounting_instructions_Skylux_160_CE_LM.pdf?v=12406716259046007223 | //skylux.eu/cdn/shop/files/E_TD_Technical_File_Skylux_Skylux_160_CE_Electric.pdf?v=3667116872303399239 | <style type="text/css" id="isPasted"><!--td {border: 1px solid #cccccc;}br {mso-data-placement:same-cell;}--></style><table border="1" cellpadding="0" cellspacing="0" dir="ltr" style="table-layout:fixed;font-size:10pt;font-family:Arial;border-collapse:collapse;border:none;"><tbody> <tr style="height:20px;"> <td style="overflow:hidden;padding:0px 3px 0px 3px;vertical-align:bottom;"></td> <td style="overflow:hidden;padding:0px 3px 0px 3px;vertical-align:bottom;"></td> <td style="overflow:hidden;padding:0px 3px 0px 3px;vertical-align:bottom;"></td> <td data-sheets-value='{"1":2,"2":"Ut-value"}' style="overflow:hidden;padding:0px 3px 0px 3px;vertical-align:bottom;font-weight:bold;text-align:center;">Ut-value</td> <td data-sheets-value='{"1":2,"2":"LT-value"}' style="overflow:hidden;padding:0px 3px 0px 3px;vertical-align:bottom;font-weight:bold;text-align:center;">LT-value</td> <td data-sheets-value='{"1":2,"2":"g-value"}' style="overflow:hidden;padding:0px 3px 0px 3px;vertical-align:bottom;font-weight:bold;text-align:center;">g-value</td> <td data-sheets-value='{"1":2,"2":"Rw-value "}' style="overflow:hidden;padding:0px 3px 0px 3px;vertical-align:bottom;font-weight:bold;text-align:center;">Rw-value </td> </tr> <tr style="height:20px;"> <td style="overflow:hidden;padding:0px 3px 0px 3px;vertical-align:bottom;"></td> <td style="overflow:hidden;padding:0px 3px 0px 3px;vertical-align:bottom;"></td> <td style="overflow:hidden;padding:0px 3px 0px 3px;vertical-align:bottom;"></td> <td data-sheets-numberformat='{"1":2,"2":"0.00","3":1}' data-sheets-value='{"1":2,"2":"EN 1873 : 2014"}' style="overflow:hidden;padding:0px 3px 0px 3px;vertical-align:bottom;text-align:center;">EN 1873 : 2014</td> <td data-sheets-numberformat='{"1":2,"2":"0","3":1}' data-sheets-value='{"1":2,"2":"EN ISO 13468 EN 16153 EN 410"}' style="overflow:hidden;padding:0px 3px 0px 3px;vertical-align:bottom;text-align:center;">EN ISO 13468 EN 16153 EN 410</td> <td data-sheets-numberformat='{"1":2,"2":"0","3":1}' data-sheets-value='{"1":2,"2":"EN 410"}' style="overflow:hidden;padding:0px 3px 0px 3px;vertical-align:bottom;text-align:center;">EN 410</td> <td data-sheets-value='{"1":2,"2":"EN ISO 140-3\t\t"}' style="overflow:hidden;padding:0px 3px 0px 3px;vertical-align:bottom;text-align:center;">EN ISO 140-3 </td> </tr> <tr style="height:20px;"> <td data-sheets-value='{"1":2,"2":"Material"}' style="border-bottom:1px solid #000000;overflow:hidden;padding:0px 3px 0px 3px;vertical-align:bottom;background-color:#000000;font-weight:bold;color:#ffffff;">Material</td> <td data-sheets-value='{"1":2,"2":"Walls"}' style="border-bottom:1px solid #000000;overflow:hidden;padding:0px 3px 0px 3px;vertical-align:bottom;background-color:#000000;font-weight:bold;color:#ffffff;">Walls</td> <td data-sheets-value='{"1":2,"2":"Shells"}' style="border-bottom:1px solid #000000;overflow:hidden;padding:0px 3px 0px 3px;vertical-align:bottom;background-color:#000000;font-weight:bold;color:#ffffff;">Shells</td> <td data-sheets-numberformat='{"1":2,"2":"0.00","3":1}' data-sheets-value='{"1":2,"2":"(W/m²K)\t"}' style="border-bottom:1px solid #000000;overflow:hidden;padding:0px 3px 0px 3px;vertical-align:bottom;background-color:#000000;font-weight:bold;color:#ffffff;text-align:center;">(W/m²K) </td> <td data-sheets-numberformat='{"1":2,"2":"0","3":1}' data-sheets-value='{"1":2,"2":"(%)"}' style="border-bottom:1px solid #000000;overflow:hidden;padding:0px 3px 0px 3px;vertical-align:bottom;background-color:#000000;font-weight:bold;color:#ffffff;text-align:center;">(%)</td> <td data-sheets-numberformat='{"1":2,"2":"0","3":1}' data-sheets-value='{"1":2,"2":"(%)"}' style="border-bottom:1px solid #000000;overflow:hidden;padding:0px 3px 0px 3px;vertical-align:bottom;background-color:#000000;font-weight:bold;color:#ffffff;text-align:center;">(%)</td> <td data-sheets-value='{"1":2,"2":"(dB)"}' style="border-bottom:1px solid #000000;overflow:hidden;padding:0px 3px 0px 3px;vertical-align:bottom;background-color:#000000;font-weight:bold;color:#ffffff;text-align:center;">(dB)</td> </tr> <tr style="height:20px;"> <td data-sheets-value='{"1":2,"2":"Acrylic"}' style="border-left:1px solid #000000;overflow:hidden;padding:0px 3px 0px 3px;vertical-align:bottom;">Acrylic</td> <td data-sheets-value='{"1":2,"2":"EW"}' style="overflow:hidden;padding:0px 3px 0px 3px;vertical-align:bottom;">EW</td> <td data-sheets-value='{"1":2,"2":"Clear (H)"}' style="overflow:hidden;padding:0px 3px 0px 3px;vertical-align:bottom;">Clear (H)</td> <td data-sheets-numberformat='{"1":2,"2":"0.00","3":1}' data-sheets-value='{"1":3,"3":1.19}' style="overflow:hidden;padding:0px 3px 0px 3px;vertical-align:bottom;text-align:center;">1.19</td> <td data-sheets-numberformat='{"1":2,"2":"0","3":1}' data-sheets-value='{"1":3,"3":36.9}' style="overflow:hidden;padding:0px 3px 0px 3px;vertical-align:bottom;text-align:center;">37</td> <td data-sheets-numberformat='{"1":2,"2":"0","3":1}' data-sheets-value='{"1":3,"3":57.42}' style="overflow:hidden;padding:0px 3px 0px 3px;vertical-align:bottom;text-align:center;">57</td> <td data-sheets-value='{"1":3,"3":24}' style="border-right:1px solid #000000;overflow:hidden;padding:0px 3px 0px 3px;vertical-align:bottom;text-align:center;">24</td> </tr> <tr style="height:20px;"> <td data-sheets-value='{"1":2,"2":"PMMA"}' style="border-left:1px solid #000000;overflow:hidden;padding:0px 3px 0px 3px;vertical-align:bottom;">PMMA</td> <td style="overflow:hidden;padding:0px 3px 0px 3px;vertical-align:bottom;"></td> <td data-sheets-value='{"1":2,"2":"Opal (O)"}' style="overflow:hidden;padding:0px 3px 0px 3px;vertical-align:bottom;">Opal (O)</td> <td data-sheets-numberformat='{"1":2,"2":"0.00","3":1}' data-sheets-value='{"1":3,"3":1.19}' style="overflow:hidden;padding:0px 3px 0px 3px;vertical-align:bottom;text-align:center;">1.19</td> <td data-sheets-numberformat='{"1":2,"2":"0","3":1}' data-sheets-value='{"1":3,"3":34.03}' style="overflow:hidden;padding:0px 3px 0px 3px;vertical-align:bottom;text-align:center;">34</td> <td data-sheets-numberformat='{"1":2,"2":"0","3":1}' data-sheets-value='{"1":3,"3":50.160000000000004}' style="overflow:hidden;padding:0px 3px 0px 3px;vertical-align:bottom;text-align:center;">50</td> <td data-sheets-value='{"1":3,"3":24}' style="border-right:1px solid #000000;overflow:hidden;padding:0px 3px 0px 3px;vertical-align:bottom;text-align:center;">24</td> </tr> <tr style="height:20px;"> <td style="border-left:1px solid #000000;overflow:hidden;padding:0px 3px 0px 3px;vertical-align:bottom;"></td> <td data-sheets-value='{"1":2,"2":"DW"}' style="overflow:hidden;padding:0px 3px 0px 3px;vertical-align:bottom;">DW</td> <td data-sheets-value='{"1":2,"2":"Clear (H/H)"}' style="overflow:hidden;padding:0px 3px 0px 3px;vertical-align:bottom;">Clear (H/H)</td> <td data-sheets-numberformat='{"1":2,"2":"0.00","3":1}' data-sheets-value='{"1":3,"3":0.98}' style="overflow:hidden;padding:0px 3px 0px 3px;vertical-align:bottom;text-align:center;">0.98</td> <td data-sheets-numberformat='{"1":2,"2":"0","3":1}' data-sheets-value='{"1":3,"3":33.21}' style="overflow:hidden;padding:0px 3px 0px 3px;vertical-align:bottom;text-align:center;">33</td> <td data-sheets-numberformat='{"1":2,"2":"0","3":1}' data-sheets-value='{"1":3,"3":49.5}' style="overflow:hidden;padding:0px 3px 0px 3px;vertical-align:bottom;text-align:center;">50</td> <td data-sheets-value='{"1":3,"3":26}' style="border-right:1px solid #000000;overflow:hidden;padding:0px 3px 0px 3px;vertical-align:bottom;text-align:center;">26</td> </tr> <tr style="height:20px;"> <td style="border-bottom:1px solid #000000;border-left:1px solid #000000;overflow:hidden;padding:0px 3px 0px 3px;vertical-align:bottom;"></td> <td style="border-bottom:1px solid #000000;overflow:hidden;padding:0px 3px 0px 3px;vertical-align:bottom;"></td> <td data-sheets-value='{"1":2,"2":"Opal (O/O)"}' style="border-bottom:1px solid #000000;overflow:hidden;padding:0px 3px 0px 3px;vertical-align:bottom;">Opal (O/O)</td> <td data-sheets-numberformat='{"1":2,"2":"0.00","3":1}' data-sheets-value='{"1":3,"3":0.98}' style="border-bottom:1px solid #000000;overflow:hidden;padding:0px 3px 0px 3px;vertical-align:bottom;text-align:center;">0.98</td> <td data-sheets-numberformat='{"1":2,"2":"0","3":1}' data-sheets-value='{"1":3,"3":28.29}' style="border-bottom:1px solid #000000;overflow:hidden;padding:0px 3px 0px 3px;vertical-align:bottom;text-align:center;">28</td> <td data-sheets-numberformat='{"1":2,"2":"0","3":1}' data-sheets-value='{"1":3,"3":38.28}' style="border-bottom:1px solid #000000;overflow:hidden;padding:0px 3px 0px 3px;vertical-align:bottom;text-align:center;">38</td> <td data-sheets-value='{"1":3,"3":26}' style="border-right:1px solid #000000;border-bottom:1px solid #000000;overflow:hidden;padding:0px 3px 0px 3px;vertical-align:bottom;text-align:center;">26</td> </tr> <tr style="height:20px;"> <td data-sheets-value='{"1":2,"2":"Polycarbonate "}' style="border-left:1px solid #000000;overflow:hidden;padding:0px 3px 0px 3px;vertical-align:bottom;">Polycarbonate </td> <td data-sheets-value='{"1":2,"2":"EW"}' style="overflow:hidden;padding:0px 3px 0px 3px;vertical-align:bottom;">EW</td> <td data-sheets-value='{"1":2,"2":"Clear (A)"}' style="overflow:hidden;padding:0px 3px 0px 3px;vertical-align:bottom;">Clear (A)</td> <td data-sheets-numberformat='{"1":2,"2":"0.00","3":1}' data-sheets-value='{"1":3,"3":1.19}' style="overflow:hidden;padding:0px 3px 0px 3px;vertical-align:bottom;text-align:center;">1.19</td> <td data-sheets-numberformat='{"1":2,"2":"0","3":1}' data-sheets-value='{"1":3,"3":36.08}' style="overflow:hidden;padding:0px 3px 0px 3px;vertical-align:bottom;text-align:center;">36</td> <td data-sheets-numberformat='{"1":2,"2":"0","3":1}' data-sheets-value='{"1":3,"3":54.78}' style="overflow:hidden;padding:0px 3px 0px 3px;vertical-align:bottom;text-align:center;">55</td> <td data-sheets-value='{"1":3,"3":24}' style="border-right:1px solid #000000;overflow:hidden;padding:0px 3px 0px 3px;vertical-align:bottom;text-align:center;">24</td> </tr> <tr style="height:20px;"> <td data-sheets-value='{"1":2,"2":"PC"}' style="border-left:1px solid #000000;overflow:hidden;padding:0px 3px 0px 3px;vertical-align:bottom;">PC</td> <td style="overflow:hidden;padding:0px 3px 0px 3px;vertical-align:bottom;"></td> <td data-sheets-value='{"1":2,"2":"Opal (D)"}' style="overflow:hidden;padding:0px 3px 0px 3px;vertical-align:bottom;">Opal (D)</td> <td data-sheets-numberformat='{"1":2,"2":"0.00","3":1}' data-sheets-value='{"1":3,"3":1.19}' style="overflow:hidden;padding:0px 3px 0px 3px;vertical-align:bottom;text-align:center;">1.19</td> <td data-sheets-numberformat='{"1":2,"2":"0","3":1}' data-sheets-value='{"1":3,"3":23.779999999999998}' style="overflow:hidden;padding:0px 3px 0px 3px;vertical-align:bottom;text-align:center;">24</td> <td data-sheets-numberformat='{"1":2,"2":"0","3":1}' data-sheets-value='{"1":3,"3":39.6}' style="overflow:hidden;padding:0px 3px 0px 3px;vertical-align:bottom;text-align:center;">40</td> <td data-sheets-value='{"1":3,"3":24}' style="border-right:1px solid #000000;overflow:hidden;padding:0px 3px 0px 3px;vertical-align:bottom;text-align:center;">24</td> </tr> <tr style="height:20px;"> <td style="border-left:1px solid #000000;overflow:hidden;padding:0px 3px 0px 3px;vertical-align:bottom;"></td> <td data-sheets-value='{"1":2,"2":"DW"}' style="overflow:hidden;padding:0px 3px 0px 3px;vertical-align:bottom;">DW</td> <td data-sheets-value='{"1":2,"2":"Clear (A/H)"}' style="overflow:hidden;padding:0px 3px 0px 3px;vertical-align:bottom;">Clear (A/H)</td> <td data-sheets-numberformat='{"1":2,"2":"0.00","3":1}' data-sheets-value='{"1":3,"3":0.98}' style="overflow:hidden;padding:0px 3px 0px 3px;vertical-align:bottom;text-align:center;">0.98</td> <td data-sheets-numberformat='{"1":2,"2":"0","3":1}' data-sheets-value='{"1":3,"3":32.39}' style="overflow:hidden;padding:0px 3px 0px 3px;vertical-align:bottom;text-align:center;">32</td> <td data-sheets-numberformat='{"1":2,"2":"0","3":1}' data-sheets-value='{"1":3,"3":47.52}' style="overflow:hidden;padding:0px 3px 0px 3px;vertical-align:bottom;text-align:center;">48</td> <td data-sheets-value='{"1":3,"3":26}' style="border-right:1px solid #000000;overflow:hidden;padding:0px 3px 0px 3px;vertical-align:bottom;text-align:center;">26</td> </tr> <tr style="height:20px;"> <td style="border-left:1px solid #000000;overflow:hidden;padding:0px 3px 0px 3px;vertical-align:bottom;"></td> <td style="overflow:hidden;padding:0px 3px 0px 3px;vertical-align:bottom;"></td> <td data-sheets-value='{"1":2,"2":"Clear (A/A)"}' style="overflow:hidden;padding:0px 3px 0px 3px;vertical-align:bottom;">Clear (A/A)</td> <td data-sheets-numberformat='{"1":2,"2":"0.00","3":1}' data-sheets-value='{"1":3,"3":0.98}' style="overflow:hidden;padding:0px 3px 0px 3px;vertical-align:bottom;text-align:center;">0.98</td> <td data-sheets-numberformat='{"1":2,"2":"0","3":1}' data-sheets-value='{"1":3,"3":31.569999999999997}' style="overflow:hidden;padding:0px 3px 0px 3px;vertical-align:bottom;text-align:center;">32</td> <td data-sheets-numberformat='{"1":2,"2":"0","3":1}' data-sheets-value='{"1":3,"3":45.54}' style="overflow:hidden;padding:0px 3px 0px 3px;vertical-align:bottom;text-align:center;">46</td> <td data-sheets-value='{"1":3,"3":26}' style="border-right:1px solid #000000;overflow:hidden;padding:0px 3px 0px 3px;vertical-align:bottom;text-align:center;">26</td> </tr> <tr style="height:20px;"> <td style="border-left:1px solid #000000;overflow:hidden;padding:0px 3px 0px 3px;vertical-align:bottom;"></td> <td style="overflow:hidden;padding:0px 3px 0px 3px;vertical-align:bottom;"></td> <td data-sheets-value='{"1":2,"2":"Opal (A/O)"}' style="overflow:hidden;padding:0px 3px 0px 3px;vertical-align:bottom;">Opal (A/O)</td> <td data-sheets-numberformat='{"1":2,"2":"0.00","3":1}' data-sheets-value='{"1":3,"3":0.98}' style="overflow:hidden;padding:0px 3px 0px 3px;vertical-align:bottom;text-align:center;">0.98</td> <td data-sheets-numberformat='{"1":2,"2":"0","3":1}' data-sheets-value='{"1":3,"3":29.93}' style="overflow:hidden;padding:0px 3px 0px 3px;vertical-align:bottom;text-align:center;">30</td> <td data-sheets-numberformat='{"1":2,"2":"0","3":1}' data-sheets-value='{"1":3,"3":41.580000000000005}' style="overflow:hidden;padding:0px 3px 0px 3px;vertical-align:bottom;text-align:center;">42</td> <td data-sheets-value='{"1":3,"3":26}' style="border-right:1px solid #000000;overflow:hidden;padding:0px 3px 0px 3px;vertical-align:bottom;text-align:center;">26</td> </tr> <tr style="height:20px;"> <td style="border-bottom:1px solid #000000;border-left:1px solid #000000;overflow:hidden;padding:0px 3px 0px 3px;vertical-align:bottom;"></td> <td style="border-bottom:1px solid #000000;overflow:hidden;padding:0px 3px 0px 3px;vertical-align:bottom;"></td> <td data-sheets-value='{"1":2,"2":"Opal (A/D)"}' style="border-bottom:1px solid #000000;overflow:hidden;padding:0px 3px 0px 3px;vertical-align:bottom;">Opal (A/D)</td> <td data-sheets-numberformat='{"1":2,"2":"0.00","3":1}' data-sheets-value='{"1":3,"3":0.98}' style="border-bottom:1px solid #000000;overflow:hidden;padding:0px 3px 0px 3px;vertical-align:bottom;text-align:center;">0.98</td> <td data-sheets-numberformat='{"1":2,"2":"0","3":1}' data-sheets-value='{"1":3,"3":20.91}' style="border-bottom:1px solid #000000;overflow:hidden;padding:0px 3px 0px 3px;vertical-align:bottom;text-align:center;">21</td> <td data-sheets-numberformat='{"1":2,"2":"0","3":1}' data-sheets-value='{"1":3,"3":33}' style="border-bottom:1px solid #000000;overflow:hidden;padding:0px 3px 0px 3px;vertical-align:bottom;text-align:center;">33</td> <td data-sheets-value='{"1":3,"3":26}' style="border-right:1px solid #000000;border-bottom:1px solid #000000;overflow:hidden;padding:0px 3px 0px 3px;vertical-align:bottom;text-align:center;">26</td> </tr> <tr style="height:20px;"> <td data-sheets-value='{"1":2,"2":"Polycarbonate"}' style="border-left:1px solid #000000;overflow:hidden;padding:0px 3px 0px 3px;vertical-align:bottom;">Polycarbonate</td> <td data-sheets-value='{"1":2,"2":"EW"}' style="overflow:hidden;padding:0px 3px 0px 3px;vertical-align:bottom;">EW</td> <td data-sheets-value='{"1":2,"2":"Heatstop Opal (T)"}' style="overflow:hidden;padding:0px 3px 0px 3px;vertical-align:bottom;">Heatstop Opal (T)</td> <td data-sheets-numberformat='{"1":2,"2":"0.00","3":1}' data-sheets-value='{"1":3,"3":1.19}' style="overflow:hidden;padding:0px 3px 0px 3px;vertical-align:bottom;text-align:center;">1.19</td> <td data-sheets-numberformat='{"1":2,"2":"0","3":1}' data-sheets-value='{"1":3,"3":20.09}' style="overflow:hidden;padding:0px 3px 0px 3px;vertical-align:bottom;text-align:center;">20</td> <td data-sheets-numberformat='{"1":2,"2":"0","3":1}' data-sheets-value='{"1":3,"3":38.940000000000005}' style="overflow:hidden;padding:0px 3px 0px 3px;vertical-align:bottom;text-align:center;">39</td> <td data-sheets-value='{"1":3,"3":24}' style="border-right:1px solid #000000;overflow:hidden;padding:0px 3px 0px 3px;vertical-align:bottom;text-align:center;">24</td> </tr> <tr style="height:20px;"> <td data-sheets-value='{"1":2,"2":"Heatstop PC"}' style="border-left:1px solid #000000;overflow:hidden;padding:0px 3px 0px 3px;vertical-align:bottom;">Heatstop PC</td> <td data-sheets-value='{"1":2,"2":"DW"}' style="overflow:hidden;padding:0px 3px 0px 3px;vertical-align:bottom;">DW</td> <td data-sheets-value='{"1":2,"2":"Clear (T/H)"}' style="overflow:hidden;padding:0px 3px 0px 3px;vertical-align:bottom;">Clear (T/H)</td> <td data-sheets-numberformat='{"1":2,"2":"0.00","3":1}' data-sheets-value='{"1":3,"3":0.98}' style="overflow:hidden;padding:0px 3px 0px 3px;vertical-align:bottom;text-align:center;">0.98</td> <td data-sheets-numberformat='{"1":2,"2":"0","3":1}' data-sheets-value='{"1":3,"3":18.04}' style="overflow:hidden;padding:0px 3px 0px 3px;vertical-align:bottom;text-align:center;">18</td> <td data-sheets-numberformat='{"1":2,"2":"0","3":1}' data-sheets-value='{"1":3,"3":33.660000000000004}' style="overflow:hidden;padding:0px 3px 0px 3px;vertical-align:bottom;text-align:center;">34</td> <td data-sheets-value='{"1":3,"3":26}' style="border-right:1px solid #000000;overflow:hidden;padding:0px 3px 0px 3px;vertical-align:bottom;text-align:center;">26</td> </tr> <tr style="height:20px;"> <td style="border-bottom:1px solid #000000;border-left:1px solid #000000;overflow:hidden;padding:0px 3px 0px 3px;vertical-align:bottom;"></td> <td style="border-bottom:1px solid #000000;overflow:hidden;padding:0px 3px 0px 3px;vertical-align:bottom;"></td> <td data-sheets-value='{"1":2,"2":"Opal (T/O)"}' style="border-bottom:1px solid #000000;overflow:hidden;padding:0px 3px 0px 3px;vertical-align:bottom;">Opal (T/O)</td> <td data-sheets-numberformat='{"1":2,"2":"0.00","3":1}' data-sheets-value='{"1":3,"3":0.98}' style="border-bottom:1px solid #000000;overflow:hidden;padding:0px 3px 0px 3px;vertical-align:bottom;text-align:center;">0.98</td> <td data-sheets-numberformat='{"1":2,"2":"0","3":1}' data-sheets-value='{"1":3,"3":16.81}' style="border-bottom:1px solid #000000;overflow:hidden;padding:0px 3px 0px 3px;vertical-align:bottom;text-align:center;">17</td> <td data-sheets-numberformat='{"1":2,"2":"0","3":1}' data-sheets-value='{"1":3,"3":29.700000000000003}' style="border-bottom:1px solid #000000;overflow:hidden;padding:0px 3px 0px 3px;vertical-align:bottom;text-align:center;">30</td> <td data-sheets-value='{"1":3,"3":26}' style="border-right:1px solid #000000;border-bottom:1px solid #000000;overflow:hidden;padding:0px 3px 0px 3px;vertical-align:bottom;text-align:center;">26</td> </tr> </tbody></table> | skylux-160-ce-met-koepel-en-metaalopstand-met-lm-motor-pvc-raam-type-ep25-en-windvang-1100-x-1100-mm | 8586000105805 | 46872280301901
Smoke and heat exhaust (SHEV) | SHE system | Skylux | Skylux 160° CE with skylight and metal curb with LM-actuator, PVC frame type EP25 and spoiler 1100 x 1400 mm |  | 50943 | 5412970509431 | 4865.45 | Yes | 30-45 | 92.08 | 1100 x 1400 mm | 1400 | 1100 |  | metal curb M30 (30 cm high) | Rectangular | 1.19 W/m²K - 0.98 W/m²K | 57% - 30% | 37% - 17% | 24dB - 26dB | 160° CE (for industry) | PVC frame EP25 | with spoiler | E | Single actuator | Maximum double-walled skylight possible for this product | Ut-value LT-value g-value Rw-value EN 1873 : 2014 EN ISO 13468 EN 16153 EN 410 EN 410 EN ISO 140-3 Material Walls Shells (W/m²K) (%) (%) (dB) Acrylic EW Clear (H) 1.19 37 57 24 PMMA Opal (O) 1.19 34 50 24 DW Clear (H/H) 0.98 33 50 26 Opal (O/O) 0.98 28 38 26 Polycarbonate EW Clear (A) 1.19 36 55 24 PC Opal (D) 1.19 24 40 24 DW Clear (A/H) 0.98 32 48 26 Clear (A/A) 0.98 32 46 26 Opal (A/O) 0.98 30 42 26 Opal (A/D) 0.98 21 33 26 Polycarbonate EW Heatstop Opal (T) 1.19 20 39 24 Heatstop PC DW Clear (T/H) 0.98 18 34 26 Opal (T/O) 0.98 17 30 26 | https://skylux.eu/en/products/skylux-160-ce-met-koepel-en-metaalopstand-met-lm-motor-pvc-raam-type-ep25-en-windvang-1100-x-1400-mm | https://skylux.eu/cdn/shop/files/Skylux-160deg-CE-met-koepel-en-metaalopstand-met-LM-motor-pvc-raam-type-EP25-en-windvang-1100-x-1400-mm-RWA-systeem.jpg?v=1702977136&width=1600 | https://skylux.eu/cdn/shop/files/e5a82811-1bb0-48e4-a776-cacb59c7c092_2cc0e533-8d50-4f0c-9e43-c98292a87308.jpg?v=1688550296&width=1600 | //skylux.eu/cdn/shop/files/E_MH_Mounting_instructions_Skylux_160_CE_LM.pdf?v=12406716259046007223 | //skylux.eu/cdn/shop/files/E_TD_Technical_File_Skylux_Skylux_160_CE_Electric.pdf?v=3667116872303399239 | <style type="text/css" id="isPasted"><!--td {border: 1px solid #cccccc;}br {mso-data-placement:same-cell;}--></style><table border="1" cellpadding="0" cellspacing="0" dir="ltr" style="table-layout:fixed;font-size:10pt;font-family:Arial;border-collapse:collapse;border:none;"><tbody> <tr style="height:20px;"> <td style="overflow:hidden;padding:0px 3px 0px 3px;vertical-align:bottom;"></td> <td style="overflow:hidden;padding:0px 3px 0px 3px;vertical-align:bottom;"></td> <td style="overflow:hidden;padding:0px 3px 0px 3px;vertical-align:bottom;"></td> <td data-sheets-value='{"1":2,"2":"Ut-value"}' style="overflow:hidden;padding:0px 3px 0px 3px;vertical-align:bottom;font-weight:bold;text-align:center;">Ut-value</td> <td data-sheets-value='{"1":2,"2":"LT-value"}' style="overflow:hidden;padding:0px 3px 0px 3px;vertical-align:bottom;font-weight:bold;text-align:center;">LT-value</td> <td data-sheets-value='{"1":2,"2":"g-value"}' style="overflow:hidden;padding:0px 3px 0px 3px;vertical-align:bottom;font-weight:bold;text-align:center;">g-value</td> <td data-sheets-value='{"1":2,"2":"Rw-value "}' style="overflow:hidden;padding:0px 3px 0px 3px;vertical-align:bottom;font-weight:bold;text-align:center;">Rw-value </td> </tr> <tr style="height:20px;"> <td style="overflow:hidden;padding:0px 3px 0px 3px;vertical-align:bottom;"></td> <td style="overflow:hidden;padding:0px 3px 0px 3px;vertical-align:bottom;"></td> <td style="overflow:hidden;padding:0px 3px 0px 3px;vertical-align:bottom;"></td> <td data-sheets-numberformat='{"1":2,"2":"0.00","3":1}' data-sheets-value='{"1":2,"2":"EN 1873 : 2014"}' style="overflow:hidden;padding:0px 3px 0px 3px;vertical-align:bottom;text-align:center;">EN 1873 : 2014</td> <td data-sheets-numberformat='{"1":2,"2":"0","3":1}' data-sheets-value='{"1":2,"2":"EN ISO 13468 EN 16153 EN 410"}' style="overflow:hidden;padding:0px 3px 0px 3px;vertical-align:bottom;text-align:center;">EN ISO 13468 EN 16153 EN 410</td> <td data-sheets-numberformat='{"1":2,"2":"0","3":1}' data-sheets-value='{"1":2,"2":"EN 410"}' style="overflow:hidden;padding:0px 3px 0px 3px;vertical-align:bottom;text-align:center;">EN 410</td> <td data-sheets-value='{"1":2,"2":"EN ISO 140-3\t\t"}' style="overflow:hidden;padding:0px 3px 0px 3px;vertical-align:bottom;text-align:center;">EN ISO 140-3 </td> </tr> <tr style="height:20px;"> <td data-sheets-value='{"1":2,"2":"Material"}' style="border-bottom:1px solid #000000;overflow:hidden;padding:0px 3px 0px 3px;vertical-align:bottom;background-color:#000000;font-weight:bold;color:#ffffff;">Material</td> <td data-sheets-value='{"1":2,"2":"Walls"}' style="border-bottom:1px solid #000000;overflow:hidden;padding:0px 3px 0px 3px;vertical-align:bottom;background-color:#000000;font-weight:bold;color:#ffffff;">Walls</td> <td data-sheets-value='{"1":2,"2":"Shells"}' style="border-bottom:1px solid #000000;overflow:hidden;padding:0px 3px 0px 3px;vertical-align:bottom;background-color:#000000;font-weight:bold;color:#ffffff;">Shells</td> <td data-sheets-numberformat='{"1":2,"2":"0.00","3":1}' data-sheets-value='{"1":2,"2":"(W/m²K)\t"}' style="border-bottom:1px solid #000000;overflow:hidden;padding:0px 3px 0px 3px;vertical-align:bottom;background-color:#000000;font-weight:bold;color:#ffffff;text-align:center;">(W/m²K) </td> <td data-sheets-numberformat='{"1":2,"2":"0","3":1}' data-sheets-value='{"1":2,"2":"(%)"}' style="border-bottom:1px solid #000000;overflow:hidden;padding:0px 3px 0px 3px;vertical-align:bottom;background-color:#000000;font-weight:bold;color:#ffffff;text-align:center;">(%)</td> <td data-sheets-numberformat='{"1":2,"2":"0","3":1}' data-sheets-value='{"1":2,"2":"(%)"}' style="border-bottom:1px solid #000000;overflow:hidden;padding:0px 3px 0px 3px;vertical-align:bottom;background-color:#000000;font-weight:bold;color:#ffffff;text-align:center;">(%)</td> <td data-sheets-value='{"1":2,"2":"(dB)"}' style="border-bottom:1px solid #000000;overflow:hidden;padding:0px 3px 0px 3px;vertical-align:bottom;background-color:#000000;font-weight:bold;color:#ffffff;text-align:center;">(dB)</td> </tr> <tr style="height:20px;"> <td data-sheets-value='{"1":2,"2":"Acrylic"}' style="border-left:1px solid #000000;overflow:hidden;padding:0px 3px 0px 3px;vertical-align:bottom;">Acrylic</td> <td data-sheets-value='{"1":2,"2":"EW"}' style="overflow:hidden;padding:0px 3px 0px 3px;vertical-align:bottom;">EW</td> <td data-sheets-value='{"1":2,"2":"Clear (H)"}' style="overflow:hidden;padding:0px 3px 0px 3px;vertical-align:bottom;">Clear (H)</td> <td data-sheets-numberformat='{"1":2,"2":"0.00","3":1}' data-sheets-value='{"1":3,"3":1.19}' style="overflow:hidden;padding:0px 3px 0px 3px;vertical-align:bottom;text-align:center;">1.19</td> <td data-sheets-numberformat='{"1":2,"2":"0","3":1}' data-sheets-value='{"1":3,"3":36.9}' style="overflow:hidden;padding:0px 3px 0px 3px;vertical-align:bottom;text-align:center;">37</td> <td data-sheets-numberformat='{"1":2,"2":"0","3":1}' data-sheets-value='{"1":3,"3":57.42}' style="overflow:hidden;padding:0px 3px 0px 3px;vertical-align:bottom;text-align:center;">57</td> <td data-sheets-value='{"1":3,"3":24}' style="border-right:1px solid #000000;overflow:hidden;padding:0px 3px 0px 3px;vertical-align:bottom;text-align:center;">24</td> </tr> <tr style="height:20px;"> <td data-sheets-value='{"1":2,"2":"PMMA"}' style="border-left:1px solid #000000;overflow:hidden;padding:0px 3px 0px 3px;vertical-align:bottom;">PMMA</td> <td style="overflow:hidden;padding:0px 3px 0px 3px;vertical-align:bottom;"></td> <td data-sheets-value='{"1":2,"2":"Opal (O)"}' style="overflow:hidden;padding:0px 3px 0px 3px;vertical-align:bottom;">Opal (O)</td> <td data-sheets-numberformat='{"1":2,"2":"0.00","3":1}' data-sheets-value='{"1":3,"3":1.19}' style="overflow:hidden;padding:0px 3px 0px 3px;vertical-align:bottom;text-align:center;">1.19</td> <td data-sheets-numberformat='{"1":2,"2":"0","3":1}' data-sheets-value='{"1":3,"3":34.03}' style="overflow:hidden;padding:0px 3px 0px 3px;vertical-align:bottom;text-align:center;">34</td> <td data-sheets-numberformat='{"1":2,"2":"0","3":1}' data-sheets-value='{"1":3,"3":50.160000000000004}' style="overflow:hidden;padding:0px 3px 0px 3px;vertical-align:bottom;text-align:center;">50</td> <td data-sheets-value='{"1":3,"3":24}' style="border-right:1px solid #000000;overflow:hidden;padding:0px 3px 0px 3px;vertical-align:bottom;text-align:center;">24</td> </tr> <tr style="height:20px;"> <td style="border-left:1px solid #000000;overflow:hidden;padding:0px 3px 0px 3px;vertical-align:bottom;"></td> <td data-sheets-value='{"1":2,"2":"DW"}' style="overflow:hidden;padding:0px 3px 0px 3px;vertical-align:bottom;">DW</td> <td data-sheets-value='{"1":2,"2":"Clear (H/H)"}' style="overflow:hidden;padding:0px 3px 0px 3px;vertical-align:bottom;">Clear (H/H)</td> <td data-sheets-numberformat='{"1":2,"2":"0.00","3":1}' data-sheets-value='{"1":3,"3":0.98}' style="overflow:hidden;padding:0px 3px 0px 3px;vertical-align:bottom;text-align:center;">0.98</td> <td data-sheets-numberformat='{"1":2,"2":"0","3":1}' data-sheets-value='{"1":3,"3":33.21}' style="overflow:hidden;padding:0px 3px 0px 3px;vertical-align:bottom;text-align:center;">33</td> <td data-sheets-numberformat='{"1":2,"2":"0","3":1}' data-sheets-value='{"1":3,"3":49.5}' style="overflow:hidden;padding:0px 3px 0px 3px;vertical-align:bottom;text-align:center;">50</td> <td data-sheets-value='{"1":3,"3":26}' style="border-right:1px solid #000000;overflow:hidden;padding:0px 3px 0px 3px;vertical-align:bottom;text-align:center;">26</td> </tr> <tr style="height:20px;"> <td style="border-bottom:1px solid #000000;border-left:1px solid #000000;overflow:hidden;padding:0px 3px 0px 3px;vertical-align:bottom;"></td> <td style="border-bottom:1px solid #000000;overflow:hidden;padding:0px 3px 0px 3px;vertical-align:bottom;"></td> <td data-sheets-value='{"1":2,"2":"Opal (O/O)"}' style="border-bottom:1px solid #000000;overflow:hidden;padding:0px 3px 0px 3px;vertical-align:bottom;">Opal (O/O)</td> <td data-sheets-numberformat='{"1":2,"2":"0.00","3":1}' data-sheets-value='{"1":3,"3":0.98}' style="border-bottom:1px solid #000000;overflow:hidden;padding:0px 3px 0px 3px;vertical-align:bottom;text-align:center;">0.98</td> <td data-sheets-numberformat='{"1":2,"2":"0","3":1}' data-sheets-value='{"1":3,"3":28.29}' style="border-bottom:1px solid #000000;overflow:hidden;padding:0px 3px 0px 3px;vertical-align:bottom;text-align:center;">28</td> <td data-sheets-numberformat='{"1":2,"2":"0","3":1}' data-sheets-value='{"1":3,"3":38.28}' style="border-bottom:1px solid #000000;overflow:hidden;padding:0px 3px 0px 3px;vertical-align:bottom;text-align:center;">38</td> <td data-sheets-value='{"1":3,"3":26}' style="border-right:1px solid #000000;border-bottom:1px solid #000000;overflow:hidden;padding:0px 3px 0px 3px;vertical-align:bottom;text-align:center;">26</td> </tr> <tr style="height:20px;"> <td data-sheets-value='{"1":2,"2":"Polycarbonate "}' style="border-left:1px solid #000000;overflow:hidden;padding:0px 3px 0px 3px;vertical-align:bottom;">Polycarbonate </td> <td data-sheets-value='{"1":2,"2":"EW"}' style="overflow:hidden;padding:0px 3px 0px 3px;vertical-align:bottom;">EW</td> <td data-sheets-value='{"1":2,"2":"Clear (A)"}' style="overflow:hidden;padding:0px 3px 0px 3px;vertical-align:bottom;">Clear (A)</td> <td data-sheets-numberformat='{"1":2,"2":"0.00","3":1}' data-sheets-value='{"1":3,"3":1.19}' style="overflow:hidden;padding:0px 3px 0px 3px;vertical-align:bottom;text-align:center;">1.19</td> <td data-sheets-numberformat='{"1":2,"2":"0","3":1}' data-sheets-value='{"1":3,"3":36.08}' style="overflow:hidden;padding:0px 3px 0px 3px;vertical-align:bottom;text-align:center;">36</td> <td data-sheets-numberformat='{"1":2,"2":"0","3":1}' data-sheets-value='{"1":3,"3":54.78}' style="overflow:hidden;padding:0px 3px 0px 3px;vertical-align:bottom;text-align:center;">55</td> <td data-sheets-value='{"1":3,"3":24}' style="border-right:1px solid #000000;overflow:hidden;padding:0px 3px 0px 3px;vertical-align:bottom;text-align:center;">24</td> </tr> <tr style="height:20px;"> <td data-sheets-value='{"1":2,"2":"PC"}' style="border-left:1px solid #000000;overflow:hidden;padding:0px 3px 0px 3px;vertical-align:bottom;">PC</td> <td style="overflow:hidden;padding:0px 3px 0px 3px;vertical-align:bottom;"></td> <td data-sheets-value='{"1":2,"2":"Opal (D)"}' style="overflow:hidden;padding:0px 3px 0px 3px;vertical-align:bottom;">Opal (D)</td> <td data-sheets-numberformat='{"1":2,"2":"0.00","3":1}' data-sheets-value='{"1":3,"3":1.19}' style="overflow:hidden;padding:0px 3px 0px 3px;vertical-align:bottom;text-align:center;">1.19</td> <td data-sheets-numberformat='{"1":2,"2":"0","3":1}' data-sheets-value='{"1":3,"3":23.779999999999998}' style="overflow:hidden;padding:0px 3px 0px 3px;vertical-align:bottom;text-align:center;">24</td> <td data-sheets-numberformat='{"1":2,"2":"0","3":1}' data-sheets-value='{"1":3,"3":39.6}' style="overflow:hidden;padding:0px 3px 0px 3px;vertical-align:bottom;text-align:center;">40</td> <td data-sheets-value='{"1":3,"3":24}' style="border-right:1px solid #000000;overflow:hidden;padding:0px 3px 0px 3px;vertical-align:bottom;text-align:center;">24</td> </tr> <tr style="height:20px;"> <td style="border-left:1px solid #000000;overflow:hidden;padding:0px 3px 0px 3px;vertical-align:bottom;"></td> <td data-sheets-value='{"1":2,"2":"DW"}' style="overflow:hidden;padding:0px 3px 0px 3px;vertical-align:bottom;">DW</td> <td data-sheets-value='{"1":2,"2":"Clear (A/H)"}' style="overflow:hidden;padding:0px 3px 0px 3px;vertical-align:bottom;">Clear (A/H)</td> <td data-sheets-numberformat='{"1":2,"2":"0.00","3":1}' data-sheets-value='{"1":3,"3":0.98}' style="overflow:hidden;padding:0px 3px 0px 3px;vertical-align:bottom;text-align:center;">0.98</td> <td data-sheets-numberformat='{"1":2,"2":"0","3":1}' data-sheets-value='{"1":3,"3":32.39}' style="overflow:hidden;padding:0px 3px 0px 3px;vertical-align:bottom;text-align:center;">32</td> <td data-sheets-numberformat='{"1":2,"2":"0","3":1}' data-sheets-value='{"1":3,"3":47.52}' style="overflow:hidden;padding:0px 3px 0px 3px;vertical-align:bottom;text-align:center;">48</td> <td data-sheets-value='{"1":3,"3":26}' style="border-right:1px solid #000000;overflow:hidden;padding:0px 3px 0px 3px;vertical-align:bottom;text-align:center;">26</td> </tr> <tr style="height:20px;"> <td style="border-left:1px solid #000000;overflow:hidden;padding:0px 3px 0px 3px;vertical-align:bottom;"></td> <td style="overflow:hidden;padding:0px 3px 0px 3px;vertical-align:bottom;"></td> <td data-sheets-value='{"1":2,"2":"Clear (A/A)"}' style="overflow:hidden;padding:0px 3px 0px 3px;vertical-align:bottom;">Clear (A/A)</td> <td data-sheets-numberformat='{"1":2,"2":"0.00","3":1}' data-sheets-value='{"1":3,"3":0.98}' style="overflow:hidden;padding:0px 3px 0px 3px;vertical-align:bottom;text-align:center;">0.98</td> <td data-sheets-numberformat='{"1":2,"2":"0","3":1}' data-sheets-value='{"1":3,"3":31.569999999999997}' style="overflow:hidden;padding:0px 3px 0px 3px;vertical-align:bottom;text-align:center;">32</td> <td data-sheets-numberformat='{"1":2,"2":"0","3":1}' data-sheets-value='{"1":3,"3":45.54}' style="overflow:hidden;padding:0px 3px 0px 3px;vertical-align:bottom;text-align:center;">46</td> <td data-sheets-value='{"1":3,"3":26}' style="border-right:1px solid #000000;overflow:hidden;padding:0px 3px 0px 3px;vertical-align:bottom;text-align:center;">26</td> </tr> <tr style="height:20px;"> <td style="border-left:1px solid #000000;overflow:hidden;padding:0px 3px 0px 3px;vertical-align:bottom;"></td> <td style="overflow:hidden;padding:0px 3px 0px 3px;vertical-align:bottom;"></td> <td data-sheets-value='{"1":2,"2":"Opal (A/O)"}' style="overflow:hidden;padding:0px 3px 0px 3px;vertical-align:bottom;">Opal (A/O)</td> <td data-sheets-numberformat='{"1":2,"2":"0.00","3":1}' data-sheets-value='{"1":3,"3":0.98}' style="overflow:hidden;padding:0px 3px 0px 3px;vertical-align:bottom;text-align:center;">0.98</td> <td data-sheets-numberformat='{"1":2,"2":"0","3":1}' data-sheets-value='{"1":3,"3":29.93}' style="overflow:hidden;padding:0px 3px 0px 3px;vertical-align:bottom;text-align:center;">30</td> <td data-sheets-numberformat='{"1":2,"2":"0","3":1}' data-sheets-value='{"1":3,"3":41.580000000000005}' style="overflow:hidden;padding:0px 3px 0px 3px;vertical-align:bottom;text-align:center;">42</td> <td data-sheets-value='{"1":3,"3":26}' style="border-right:1px solid #000000;overflow:hidden;padding:0px 3px 0px 3px;vertical-align:bottom;text-align:center;">26</td> </tr> <tr style="height:20px;"> <td style="border-bottom:1px solid #000000;border-left:1px solid #000000;overflow:hidden;padding:0px 3px 0px 3px;vertical-align:bottom;"></td> <td style="border-bottom:1px solid #000000;overflow:hidden;padding:0px 3px 0px 3px;vertical-align:bottom;"></td> <td data-sheets-value='{"1":2,"2":"Opal (A/D)"}' style="border-bottom:1px solid #000000;overflow:hidden;padding:0px 3px 0px 3px;vertical-align:bottom;">Opal (A/D)</td> <td data-sheets-numberformat='{"1":2,"2":"0.00","3":1}' data-sheets-value='{"1":3,"3":0.98}' style="border-bottom:1px solid #000000;overflow:hidden;padding:0px 3px 0px 3px;vertical-align:bottom;text-align:center;">0.98</td> <td data-sheets-numberformat='{"1":2,"2":"0","3":1}' data-sheets-value='{"1":3,"3":20.91}' style="border-bottom:1px solid #000000;overflow:hidden;padding:0px 3px 0px 3px;vertical-align:bottom;text-align:center;">21</td> <td data-sheets-numberformat='{"1":2,"2":"0","3":1}' data-sheets-value='{"1":3,"3":33}' style="border-bottom:1px solid #000000;overflow:hidden;padding:0px 3px 0px 3px;vertical-align:bottom;text-align:center;">33</td> <td data-sheets-value='{"1":3,"3":26}' style="border-right:1px solid #000000;border-bottom:1px solid #000000;overflow:hidden;padding:0px 3px 0px 3px;vertical-align:bottom;text-align:center;">26</td> </tr> <tr style="height:20px;"> <td data-sheets-value='{"1":2,"2":"Polycarbonate"}' style="border-left:1px solid #000000;overflow:hidden;padding:0px 3px 0px 3px;vertical-align:bottom;">Polycarbonate</td> <td data-sheets-value='{"1":2,"2":"EW"}' style="overflow:hidden;padding:0px 3px 0px 3px;vertical-align:bottom;">EW</td> <td data-sheets-value='{"1":2,"2":"Heatstop Opal (T)"}' style="overflow:hidden;padding:0px 3px 0px 3px;vertical-align:bottom;">Heatstop Opal (T)</td> <td data-sheets-numberformat='{"1":2,"2":"0.00","3":1}' data-sheets-value='{"1":3,"3":1.19}' style="overflow:hidden;padding:0px 3px 0px 3px;vertical-align:bottom;text-align:center;">1.19</td> <td data-sheets-numberformat='{"1":2,"2":"0","3":1}' data-sheets-value='{"1":3,"3":20.09}' style="overflow:hidden;padding:0px 3px 0px 3px;vertical-align:bottom;text-align:center;">20</td> <td data-sheets-numberformat='{"1":2,"2":"0","3":1}' data-sheets-value='{"1":3,"3":38.940000000000005}' style="overflow:hidden;padding:0px 3px 0px 3px;vertical-align:bottom;text-align:center;">39</td> <td data-sheets-value='{"1":3,"3":24}' style="border-right:1px solid #000000;overflow:hidden;padding:0px 3px 0px 3px;vertical-align:bottom;text-align:center;">24</td> </tr> <tr style="height:20px;"> <td data-sheets-value='{"1":2,"2":"Heatstop PC"}' style="border-left:1px solid #000000;overflow:hidden;padding:0px 3px 0px 3px;vertical-align:bottom;">Heatstop PC</td> <td data-sheets-value='{"1":2,"2":"DW"}' style="overflow:hidden;padding:0px 3px 0px 3px;vertical-align:bottom;">DW</td> <td data-sheets-value='{"1":2,"2":"Clear (T/H)"}' style="overflow:hidden;padding:0px 3px 0px 3px;vertical-align:bottom;">Clear (T/H)</td> <td data-sheets-numberformat='{"1":2,"2":"0.00","3":1}' data-sheets-value='{"1":3,"3":0.98}' style="overflow:hidden;padding:0px 3px 0px 3px;vertical-align:bottom;text-align:center;">0.98</td> <td data-sheets-numberformat='{"1":2,"2":"0","3":1}' data-sheets-value='{"1":3,"3":18.04}' style="overflow:hidden;padding:0px 3px 0px 3px;vertical-align:bottom;text-align:center;">18</td> <td data-sheets-numberformat='{"1":2,"2":"0","3":1}' data-sheets-value='{"1":3,"3":33.660000000000004}' style="overflow:hidden;padding:0px 3px 0px 3px;vertical-align:bottom;text-align:center;">34</td> <td data-sheets-value='{"1":3,"3":26}' style="border-right:1px solid #000000;overflow:hidden;padding:0px 3px 0px 3px;vertical-align:bottom;text-align:center;">26</td> </tr> <tr style="height:20px;"> <td style="border-bottom:1px solid #000000;border-left:1px solid #000000;overflow:hidden;padding:0px 3px 0px 3px;vertical-align:bottom;"></td> <td style="border-bottom:1px solid #000000;overflow:hidden;padding:0px 3px 0px 3px;vertical-align:bottom;"></td> <td data-sheets-value='{"1":2,"2":"Opal (T/O)"}' style="border-bottom:1px solid #000000;overflow:hidden;padding:0px 3px 0px 3px;vertical-align:bottom;">Opal (T/O)</td> <td data-sheets-numberformat='{"1":2,"2":"0.00","3":1}' data-sheets-value='{"1":3,"3":0.98}' style="border-bottom:1px solid #000000;overflow:hidden;padding:0px 3px 0px 3px;vertical-align:bottom;text-align:center;">0.98</td> <td data-sheets-numberformat='{"1":2,"2":"0","3":1}' data-sheets-value='{"1":3,"3":16.81}' style="border-bottom:1px solid #000000;overflow:hidden;padding:0px 3px 0px 3px;vertical-align:bottom;text-align:center;">17</td> <td data-sheets-numberformat='{"1":2,"2":"0","3":1}' data-sheets-value='{"1":3,"3":29.700000000000003}' style="border-bottom:1px solid #000000;overflow:hidden;padding:0px 3px 0px 3px;vertical-align:bottom;text-align:center;">30</td> <td data-sheets-value='{"1":3,"3":26}' style="border-right:1px solid #000000;border-bottom:1px solid #000000;overflow:hidden;padding:0px 3px 0px 3px;vertical-align:bottom;text-align:center;">26</td> </tr> </tbody></table> | skylux-160-ce-met-koepel-en-metaalopstand-met-lm-motor-pvc-raam-type-ep25-en-windvang-1100-x-1400-mm | 8586000302413 | 46872280760653
Smoke and heat exhaust (SHEV) | SHE system | Skylux | Skylux 160° CE with skylight and metal curb with LM-actuator, PVC frame type EP25 and spoiler 1100 x 1700 mm |  | 50944 | 5412970509448 | 5245.35 | Yes | 30-45 | 108.44 | 1100 x 1700 mm | 1700 | 1100 |  | metal curb M30 (30 cm high) | Rectangular | 1.19 W/m²K - 0.98 W/m²K | 57% - 30% | 37% - 17% | 24dB - 26dB | 160° CE (for industry) | PVC frame EP25 | with spoiler | E | Single actuator | Maximum double-walled skylight possible for this product | Ut-value LT-value g-value Rw-value EN 1873 : 2014 EN ISO 13468 EN 16153 EN 410 EN 410 EN ISO 140-3 Material Walls Shells (W/m²K) (%) (%) (dB) Acrylic EW Clear (H) 1.19 37 57 24 PMMA Opal (O) 1.19 34 50 24 DW Clear (H/H) 0.98 33 50 26 Opal (O/O) 0.98 28 38 26 Polycarbonate EW Clear (A) 1.19 36 55 24 PC Opal (D) 1.19 24 40 24 DW Clear (A/H) 0.98 32 48 26 Clear (A/A) 0.98 32 46 26 Opal (A/O) 0.98 30 42 26 Opal (A/D) 0.98 21 33 26 Polycarbonate EW Heatstop Opal (T) 1.19 20 39 24 Heatstop PC DW Clear (T/H) 0.98 18 34 26 Opal (T/O) 0.98 17 30 26 | https://skylux.eu/en/products/skylux-160-ce-met-koepel-en-metaalopstand-met-lm-motor-pvc-raam-type-ep25-en-windvang-1100-x-1700-mm | https://skylux.eu/cdn/shop/files/Skylux-160deg-CE-met-koepel-en-metaalopstand-met-LM-motor-pvc-raam-type-EP25-en-windvang-1100-x-1700-mm-RWA-systeem.jpg?v=1702977141&width=1600 | https://skylux.eu/cdn/shop/files/e5a82811-1bb0-48e4-a776-cacb59c7c092_dabcdd73-d63a-4908-bd4c-87711af95d30.jpg?v=1688550297&width=1600 | //skylux.eu/cdn/shop/files/E_MH_Mounting_instructions_Skylux_160_CE_LM.pdf?v=12406716259046007223 | //skylux.eu/cdn/shop/files/E_TD_Technical_File_Skylux_Skylux_160_CE_Electric.pdf?v=3667116872303399239 | <style type="text/css" id="isPasted"><!--td {border: 1px solid #cccccc;}br {mso-data-placement:same-cell;}--></style><table border="1" cellpadding="0" cellspacing="0" dir="ltr" style="table-layout:fixed;font-size:10pt;font-family:Arial;border-collapse:collapse;border:none;"><tbody> <tr style="height:20px;"> <td style="overflow:hidden;padding:0px 3px 0px 3px;vertical-align:bottom;"></td> <td style="overflow:hidden;padding:0px 3px 0px 3px;vertical-align:bottom;"></td> <td style="overflow:hidden;padding:0px 3px 0px 3px;vertical-align:bottom;"></td> <td data-sheets-value='{"1":2,"2":"Ut-value"}' style="overflow:hidden;padding:0px 3px 0px 3px;vertical-align:bottom;font-weight:bold;text-align:center;">Ut-value</td> <td data-sheets-value='{"1":2,"2":"LT-value"}' style="overflow:hidden;padding:0px 3px 0px 3px;vertical-align:bottom;font-weight:bold;text-align:center;">LT-value</td> <td data-sheets-value='{"1":2,"2":"g-value"}' style="overflow:hidden;padding:0px 3px 0px 3px;vertical-align:bottom;font-weight:bold;text-align:center;">g-value</td> <td data-sheets-value='{"1":2,"2":"Rw-value "}' style="overflow:hidden;padding:0px 3px 0px 3px;vertical-align:bottom;font-weight:bold;text-align:center;">Rw-value </td> </tr> <tr style="height:20px;"> <td style="overflow:hidden;padding:0px 3px 0px 3px;vertical-align:bottom;"></td> <td style="overflow:hidden;padding:0px 3px 0px 3px;vertical-align:bottom;"></td> <td style="overflow:hidden;padding:0px 3px 0px 3px;vertical-align:bottom;"></td> <td data-sheets-numberformat='{"1":2,"2":"0.00","3":1}' data-sheets-value='{"1":2,"2":"EN 1873 : 2014"}' style="overflow:hidden;padding:0px 3px 0px 3px;vertical-align:bottom;text-align:center;">EN 1873 : 2014</td> <td data-sheets-numberformat='{"1":2,"2":"0","3":1}' data-sheets-value='{"1":2,"2":"EN ISO 13468 EN 16153 EN 410"}' style="overflow:hidden;padding:0px 3px 0px 3px;vertical-align:bottom;text-align:center;">EN ISO 13468 EN 16153 EN 410</td> <td data-sheets-numberformat='{"1":2,"2":"0","3":1}' data-sheets-value='{"1":2,"2":"EN 410"}' style="overflow:hidden;padding:0px 3px 0px 3px;vertical-align:bottom;text-align:center;">EN 410</td> <td data-sheets-value='{"1":2,"2":"EN ISO 140-3\t\t"}' style="overflow:hidden;padding:0px 3px 0px 3px;vertical-align:bottom;text-align:center;">EN ISO 140-3 </td> </tr> <tr style="height:20px;"> <td data-sheets-value='{"1":2,"2":"Material"}' style="border-bottom:1px solid #000000;overflow:hidden;padding:0px 3px 0px 3px;vertical-align:bottom;background-color:#000000;font-weight:bold;color:#ffffff;">Material</td> <td data-sheets-value='{"1":2,"2":"Walls"}' style="border-bottom:1px solid #000000;overflow:hidden;padding:0px 3px 0px 3px;vertical-align:bottom;background-color:#000000;font-weight:bold;color:#ffffff;">Walls</td> <td data-sheets-value='{"1":2,"2":"Shells"}' style="border-bottom:1px solid #000000;overflow:hidden;padding:0px 3px 0px 3px;vertical-align:bottom;background-color:#000000;font-weight:bold;color:#ffffff;">Shells</td> <td data-sheets-numberformat='{"1":2,"2":"0.00","3":1}' data-sheets-value='{"1":2,"2":"(W/m²K)\t"}' style="border-bottom:1px solid #000000;overflow:hidden;padding:0px 3px 0px 3px;vertical-align:bottom;background-color:#000000;font-weight:bold;color:#ffffff;text-align:center;">(W/m²K) </td> <td data-sheets-numberformat='{"1":2,"2":"0","3":1}' data-sheets-value='{"1":2,"2":"(%)"}' style="border-bottom:1px solid #000000;overflow:hidden;padding:0px 3px 0px 3px;vertical-align:bottom;background-color:#000000;font-weight:bold;color:#ffffff;text-align:center;">(%)</td> <td data-sheets-numberformat='{"1":2,"2":"0","3":1}' data-sheets-value='{"1":2,"2":"(%)"}' style="border-bottom:1px solid #000000;overflow:hidden;padding:0px 3px 0px 3px;vertical-align:bottom;background-color:#000000;font-weight:bold;color:#ffffff;text-align:center;">(%)</td> <td data-sheets-value='{"1":2,"2":"(dB)"}' style="border-bottom:1px solid #000000;overflow:hidden;padding:0px 3px 0px 3px;vertical-align:bottom;background-color:#000000;font-weight:bold;color:#ffffff;text-align:center;">(dB)</td> </tr> <tr style="height:20px;"> <td data-sheets-value='{"1":2,"2":"Acrylic"}' style="border-left:1px solid #000000;overflow:hidden;padding:0px 3px 0px 3px;vertical-align:bottom;">Acrylic</td> <td data-sheets-value='{"1":2,"2":"EW"}' style="overflow:hidden;padding:0px 3px 0px 3px;vertical-align:bottom;">EW</td> <td data-sheets-value='{"1":2,"2":"Clear (H)"}' style="overflow:hidden;padding:0px 3px 0px 3px;vertical-align:bottom;">Clear (H)</td> <td data-sheets-numberformat='{"1":2,"2":"0.00","3":1}' data-sheets-value='{"1":3,"3":1.19}' style="overflow:hidden;padding:0px 3px 0px 3px;vertical-align:bottom;text-align:center;">1.19</td> <td data-sheets-numberformat='{"1":2,"2":"0","3":1}' data-sheets-value='{"1":3,"3":36.9}' style="overflow:hidden;padding:0px 3px 0px 3px;vertical-align:bottom;text-align:center;">37</td> <td data-sheets-numberformat='{"1":2,"2":"0","3":1}' data-sheets-value='{"1":3,"3":57.42}' style="overflow:hidden;padding:0px 3px 0px 3px;vertical-align:bottom;text-align:center;">57</td> <td data-sheets-value='{"1":3,"3":24}' style="border-right:1px solid #000000;overflow:hidden;padding:0px 3px 0px 3px;vertical-align:bottom;text-align:center;">24</td> </tr> <tr style="height:20px;"> <td data-sheets-value='{"1":2,"2":"PMMA"}' style="border-left:1px solid #000000;overflow:hidden;padding:0px 3px 0px 3px;vertical-align:bottom;">PMMA</td> <td style="overflow:hidden;padding:0px 3px 0px 3px;vertical-align:bottom;"></td> <td data-sheets-value='{"1":2,"2":"Opal (O)"}' style="overflow:hidden;padding:0px 3px 0px 3px;vertical-align:bottom;">Opal (O)</td> <td data-sheets-numberformat='{"1":2,"2":"0.00","3":1}' data-sheets-value='{"1":3,"3":1.19}' style="overflow:hidden;padding:0px 3px 0px 3px;vertical-align:bottom;text-align:center;">1.19</td> <td data-sheets-numberformat='{"1":2,"2":"0","3":1}' data-sheets-value='{"1":3,"3":34.03}' style="overflow:hidden;padding:0px 3px 0px 3px;vertical-align:bottom;text-align:center;">34</td> <td data-sheets-numberformat='{"1":2,"2":"0","3":1}' data-sheets-value='{"1":3,"3":50.160000000000004}' style="overflow:hidden;padding:0px 3px 0px 3px;vertical-align:bottom;text-align:center;">50</td> <td data-sheets-value='{"1":3,"3":24}' style="border-right:1px solid #000000;overflow:hidden;padding:0px 3px 0px 3px;vertical-align:bottom;text-align:center;">24</td> </tr> <tr style="height:20px;"> <td style="border-left:1px solid #000000;overflow:hidden;padding:0px 3px 0px 3px;vertical-align:bottom;"></td> <td data-sheets-value='{"1":2,"2":"DW"}' style="overflow:hidden;padding:0px 3px 0px 3px;vertical-align:bottom;">DW</td> <td data-sheets-value='{"1":2,"2":"Clear (H/H)"}' style="overflow:hidden;padding:0px 3px 0px 3px;vertical-align:bottom;">Clear (H/H)</td> <td data-sheets-numberformat='{"1":2,"2":"0.00","3":1}' data-sheets-value='{"1":3,"3":0.98}' style="overflow:hidden;padding:0px 3px 0px 3px;vertical-align:bottom;text-align:center;">0.98</td> <td data-sheets-numberformat='{"1":2,"2":"0","3":1}' data-sheets-value='{"1":3,"3":33.21}' style="overflow:hidden;padding:0px 3px 0px 3px;vertical-align:bottom;text-align:center;">33</td> <td data-sheets-numberformat='{"1":2,"2":"0","3":1}' data-sheets-value='{"1":3,"3":49.5}' style="overflow:hidden;padding:0px 3px 0px 3px;vertical-align:bottom;text-align:center;">50</td> <td data-sheets-value='{"1":3,"3":26}' style="border-right:1px solid #000000;overflow:hidden;padding:0px 3px 0px 3px;vertical-align:bottom;text-align:center;">26</td> </tr> <tr style="height:20px;"> <td style="border-bottom:1px solid #000000;border-left:1px solid #000000;overflow:hidden;padding:0px 3px 0px 3px;vertical-align:bottom;"></td> <td style="border-bottom:1px solid #000000;overflow:hidden;padding:0px 3px 0px 3px;vertical-align:bottom;"></td> <td data-sheets-value='{"1":2,"2":"Opal (O/O)"}' style="border-bottom:1px solid #000000;overflow:hidden;padding:0px 3px 0px 3px;vertical-align:bottom;">Opal (O/O)</td> <td data-sheets-numberformat='{"1":2,"2":"0.00","3":1}' data-sheets-value='{"1":3,"3":0.98}' style="border-bottom:1px solid #000000;overflow:hidden;padding:0px 3px 0px 3px;vertical-align:bottom;text-align:center;">0.98</td> <td data-sheets-numberformat='{"1":2,"2":"0","3":1}' data-sheets-value='{"1":3,"3":28.29}' style="border-bottom:1px solid #000000;overflow:hidden;padding:0px 3px 0px 3px;vertical-align:bottom;text-align:center;">28</td> <td data-sheets-numberformat='{"1":2,"2":"0","3":1}' data-sheets-value='{"1":3,"3":38.28}' style="border-bottom:1px solid #000000;overflow:hidden;padding:0px 3px 0px 3px;vertical-align:bottom;text-align:center;">38</td> <td data-sheets-value='{"1":3,"3":26}' style="border-right:1px solid #000000;border-bottom:1px solid #000000;overflow:hidden;padding:0px 3px 0px 3px;vertical-align:bottom;text-align:center;">26</td> </tr> <tr style="height:20px;"> <td data-sheets-value='{"1":2,"2":"Polycarbonate "}' style="border-left:1px solid #000000;overflow:hidden;padding:0px 3px 0px 3px;vertical-align:bottom;">Polycarbonate </td> <td data-sheets-value='{"1":2,"2":"EW"}' style="overflow:hidden;padding:0px 3px 0px 3px;vertical-align:bottom;">EW</td> <td data-sheets-value='{"1":2,"2":"Clear (A)"}' style="overflow:hidden;padding:0px 3px 0px 3px;vertical-align:bottom;">Clear (A)</td> <td data-sheets-numberformat='{"1":2,"2":"0.00","3":1}' data-sheets-value='{"1":3,"3":1.19}' style="overflow:hidden;padding:0px 3px 0px 3px;vertical-align:bottom;text-align:center;">1.19</td> <td data-sheets-numberformat='{"1":2,"2":"0","3":1}' data-sheets-value='{"1":3,"3":36.08}' style="overflow:hidden;padding:0px 3px 0px 3px;vertical-align:bottom;text-align:center;">36</td> <td data-sheets-numberformat='{"1":2,"2":"0","3":1}' data-sheets-value='{"1":3,"3":54.78}' style="overflow:hidden;padding:0px 3px 0px 3px;vertical-align:bottom;text-align:center;">55</td> <td data-sheets-value='{"1":3,"3":24}' style="border-right:1px solid #000000;overflow:hidden;padding:0px 3px 0px 3px;vertical-align:bottom;text-align:center;">24</td> </tr> <tr style="height:20px;"> <td data-sheets-value='{"1":2,"2":"PC"}' style="border-left:1px solid #000000;overflow:hidden;padding:0px 3px 0px 3px;vertical-align:bottom;">PC</td> <td style="overflow:hidden;padding:0px 3px 0px 3px;vertical-align:bottom;"></td> <td data-sheets-value='{"1":2,"2":"Opal (D)"}' style="overflow:hidden;padding:0px 3px 0px 3px;vertical-align:bottom;">Opal (D)</td> <td data-sheets-numberformat='{"1":2,"2":"0.00","3":1}' data-sheets-value='{"1":3,"3":1.19}' style="overflow:hidden;padding:0px 3px 0px 3px;vertical-align:bottom;text-align:center;">1.19</td> <td data-sheets-numberformat='{"1":2,"2":"0","3":1}' data-sheets-value='{"1":3,"3":23.779999999999998}' style="overflow:hidden;padding:0px 3px 0px 3px;vertical-align:bottom;text-align:center;">24</td> <td data-sheets-numberformat='{"1":2,"2":"0","3":1}' data-sheets-value='{"1":3,"3":39.6}' style="overflow:hidden;padding:0px 3px 0px 3px;vertical-align:bottom;text-align:center;">40</td> <td data-sheets-value='{"1":3,"3":24}' style="border-right:1px solid #000000;overflow:hidden;padding:0px 3px 0px 3px;vertical-align:bottom;text-align:center;">24</td> </tr> <tr style="height:20px;"> <td style="border-left:1px solid #000000;overflow:hidden;padding:0px 3px 0px 3px;vertical-align:bottom;"></td> <td data-sheets-value='{"1":2,"2":"DW"}' style="overflow:hidden;padding:0px 3px 0px 3px;vertical-align:bottom;">DW</td> <td data-sheets-value='{"1":2,"2":"Clear (A/H)"}' style="overflow:hidden;padding:0px 3px 0px 3px;vertical-align:bottom;">Clear (A/H)</td> <td data-sheets-numberformat='{"1":2,"2":"0.00","3":1}' data-sheets-value='{"1":3,"3":0.98}' style="overflow:hidden;padding:0px 3px 0px 3px;vertical-align:bottom;text-align:center;">0.98</td> <td data-sheets-numberformat='{"1":2,"2":"0","3":1}' data-sheets-value='{"1":3,"3":32.39}' style="overflow:hidden;padding:0px 3px 0px 3px;vertical-align:bottom;text-align:center;">32</td> <td data-sheets-numberformat='{"1":2,"2":"0","3":1}' data-sheets-value='{"1":3,"3":47.52}' style="overflow:hidden;padding:0px 3px 0px 3px;vertical-align:bottom;text-align:center;">48</td> <td data-sheets-value='{"1":3,"3":26}' style="border-right:1px solid #000000;overflow:hidden;padding:0px 3px 0px 3px;vertical-align:bottom;text-align:center;">26</td> </tr> <tr style="height:20px;"> <td style="border-left:1px solid #000000;overflow:hidden;padding:0px 3px 0px 3px;vertical-align:bottom;"></td> <td style="overflow:hidden;padding:0px 3px 0px 3px;vertical-align:bottom;"></td> <td data-sheets-value='{"1":2,"2":"Clear (A/A)"}' style="overflow:hidden;padding:0px 3px 0px 3px;vertical-align:bottom;">Clear (A/A)</td> <td data-sheets-numberformat='{"1":2,"2":"0.00","3":1}' data-sheets-value='{"1":3,"3":0.98}' style="overflow:hidden;padding:0px 3px 0px 3px;vertical-align:bottom;text-align:center;">0.98</td> <td data-sheets-numberformat='{"1":2,"2":"0","3":1}' data-sheets-value='{"1":3,"3":31.569999999999997}' style="overflow:hidden;padding:0px 3px 0px 3px;vertical-align:bottom;text-align:center;">32</td> <td data-sheets-numberformat='{"1":2,"2":"0","3":1}' data-sheets-value='{"1":3,"3":45.54}' style="overflow:hidden;padding:0px 3px 0px 3px;vertical-align:bottom;text-align:center;">46</td> <td data-sheets-value='{"1":3,"3":26}' style="border-right:1px solid #000000;overflow:hidden;padding:0px 3px 0px 3px;vertical-align:bottom;text-align:center;">26</td> </tr> <tr style="height:20px;"> <td style="border-left:1px solid #000000;overflow:hidden;padding:0px 3px 0px 3px;vertical-align:bottom;"></td> <td style="overflow:hidden;padding:0px 3px 0px 3px;vertical-align:bottom;"></td> <td data-sheets-value='{"1":2,"2":"Opal (A/O)"}' style="overflow:hidden;padding:0px 3px 0px 3px;vertical-align:bottom;">Opal (A/O)</td> <td data-sheets-numberformat='{"1":2,"2":"0.00","3":1}' data-sheets-value='{"1":3,"3":0.98}' style="overflow:hidden;padding:0px 3px 0px 3px;vertical-align:bottom;text-align:center;">0.98</td> <td data-sheets-numberformat='{"1":2,"2":"0","3":1}' data-sheets-value='{"1":3,"3":29.93}' style="overflow:hidden;padding:0px 3px 0px 3px;vertical-align:bottom;text-align:center;">30</td> <td data-sheets-numberformat='{"1":2,"2":"0","3":1}' data-sheets-value='{"1":3,"3":41.580000000000005}' style="overflow:hidden;padding:0px 3px 0px 3px;vertical-align:bottom;text-align:center;">42</td> <td data-sheets-value='{"1":3,"3":26}' style="border-right:1px solid #000000;overflow:hidden;padding:0px 3px 0px 3px;vertical-align:bottom;text-align:center;">26</td> </tr> <tr style="height:20px;"> <td style="border-bottom:1px solid #000000;border-left:1px solid #000000;overflow:hidden;padding:0px 3px 0px 3px;vertical-align:bottom;"></td> <td style="border-bottom:1px solid #000000;overflow:hidden;padding:0px 3px 0px 3px;vertical-align:bottom;"></td> <td data-sheets-value='{"1":2,"2":"Opal (A/D)"}' style="border-bottom:1px solid #000000;overflow:hidden;padding:0px 3px 0px 3px;vertical-align:bottom;">Opal (A/D)</td> <td data-sheets-numberformat='{"1":2,"2":"0.00","3":1}' data-sheets-value='{"1":3,"3":0.98}' style="border-bottom:1px solid #000000;overflow:hidden;padding:0px 3px 0px 3px;vertical-align:bottom;text-align:center;">0.98</td> <td data-sheets-numberformat='{"1":2,"2":"0","3":1}' data-sheets-value='{"1":3,"3":20.91}' style="border-bottom:1px solid #000000;overflow:hidden;padding:0px 3px 0px 3px;vertical-align:bottom;text-align:center;">21</td> <td data-sheets-numberformat='{"1":2,"2":"0","3":1}' data-sheets-value='{"1":3,"3":33}' style="border-bottom:1px solid #000000;overflow:hidden;padding:0px 3px 0px 3px;vertical-align:bottom;text-align:center;">33</td> <td data-sheets-value='{"1":3,"3":26}' style="border-right:1px solid #000000;border-bottom:1px solid #000000;overflow:hidden;padding:0px 3px 0px 3px;vertical-align:bottom;text-align:center;">26</td> </tr> <tr style="height:20px;"> <td data-sheets-value='{"1":2,"2":"Polycarbonate"}' style="border-left:1px solid #000000;overflow:hidden;padding:0px 3px 0px 3px;vertical-align:bottom;">Polycarbonate</td> <td data-sheets-value='{"1":2,"2":"EW"}' style="overflow:hidden;padding:0px 3px 0px 3px;vertical-align:bottom;">EW</td> <td data-sheets-value='{"1":2,"2":"Heatstop Opal (T)"}' style="overflow:hidden;padding:0px 3px 0px 3px;vertical-align:bottom;">Heatstop Opal (T)</td> <td data-sheets-numberformat='{"1":2,"2":"0.00","3":1}' data-sheets-value='{"1":3,"3":1.19}' style="overflow:hidden;padding:0px 3px 0px 3px;vertical-align:bottom;text-align:center;">1.19</td> <td data-sheets-numberformat='{"1":2,"2":"0","3":1}' data-sheets-value='{"1":3,"3":20.09}' style="overflow:hidden;padding:0px 3px 0px 3px;vertical-align:bottom;text-align:center;">20</td> <td data-sheets-numberformat='{"1":2,"2":"0","3":1}' data-sheets-value='{"1":3,"3":38.940000000000005}' style="overflow:hidden;padding:0px 3px 0px 3px;vertical-align:bottom;text-align:center;">39</td> <td data-sheets-value='{"1":3,"3":24}' style="border-right:1px solid #000000;overflow:hidden;padding:0px 3px 0px 3px;vertical-align:bottom;text-align:center;">24</td> </tr> <tr style="height:20px;"> <td data-sheets-value='{"1":2,"2":"Heatstop PC"}' style="border-left:1px solid #000000;overflow:hidden;padding:0px 3px 0px 3px;vertical-align:bottom;">Heatstop PC</td> <td data-sheets-value='{"1":2,"2":"DW"}' style="overflow:hidden;padding:0px 3px 0px 3px;vertical-align:bottom;">DW</td> <td data-sheets-value='{"1":2,"2":"Clear (T/H)"}' style="overflow:hidden;padding:0px 3px 0px 3px;vertical-align:bottom;">Clear (T/H)</td> <td data-sheets-numberformat='{"1":2,"2":"0.00","3":1}' data-sheets-value='{"1":3,"3":0.98}' style="overflow:hidden;padding:0px 3px 0px 3px;vertical-align:bottom;text-align:center;">0.98</td> <td data-sheets-numberformat='{"1":2,"2":"0","3":1}' data-sheets-value='{"1":3,"3":18.04}' style="overflow:hidden;padding:0px 3px 0px 3px;vertical-align:bottom;text-align:center;">18</td> <td data-sheets-numberformat='{"1":2,"2":"0","3":1}' data-sheets-value='{"1":3,"3":33.660000000000004}' style="overflow:hidden;padding:0px 3px 0px 3px;vertical-align:bottom;text-align:center;">34</td> <td data-sheets-value='{"1":3,"3":26}' style="border-right:1px solid #000000;overflow:hidden;padding:0px 3px 0px 3px;vertical-align:bottom;text-align:center;">26</td> </tr> <tr style="height:20px;"> <td style="border-bottom:1px solid #000000;border-left:1px solid #000000;overflow:hidden;padding:0px 3px 0px 3px;vertical-align:bottom;"></td> <td style="border-bottom:1px solid #000000;overflow:hidden;padding:0px 3px 0px 3px;vertical-align:bottom;"></td> <td data-sheets-value='{"1":2,"2":"Opal (T/O)"}' style="border-bottom:1px solid #000000;overflow:hidden;padding:0px 3px 0px 3px;vertical-align:bottom;">Opal (T/O)</td> <td data-sheets-numberformat='{"1":2,"2":"0.00","3":1}' data-sheets-value='{"1":3,"3":0.98}' style="border-bottom:1px solid #000000;overflow:hidden;padding:0px 3px 0px 3px;vertical-align:bottom;text-align:center;">0.98</td> <td data-sheets-numberformat='{"1":2,"2":"0","3":1}' data-sheets-value='{"1":3,"3":16.81}' style="border-bottom:1px solid #000000;overflow:hidden;padding:0px 3px 0px 3px;vertical-align:bottom;text-align:center;">17</td> <td data-sheets-numberformat='{"1":2,"2":"0","3":1}' data-sheets-value='{"1":3,"3":29.700000000000003}' style="border-bottom:1px solid #000000;overflow:hidden;padding:0px 3px 0px 3px;vertical-align:bottom;text-align:center;">30</td> <td data-sheets-value='{"1":3,"3":26}' style="border-right:1px solid #000000;border-bottom:1px solid #000000;overflow:hidden;padding:0px 3px 0px 3px;vertical-align:bottom;text-align:center;">26</td> </tr> </tbody></table> | skylux-160-ce-met-koepel-en-metaalopstand-met-lm-motor-pvc-raam-type-ep25-en-windvang-1100-x-1700-mm | 8586000400717 | 46872280924493
Smoke and heat exhaust (SHEV) | SHE system | Skylux | Skylux 160° CE with skylight and metal curb with LM-actuator, PVC frame type EP25 and spoiler 1100 x 2300 mm |  | 50945 | 5412970509455 | 6029.45 | Yes | 30-45 | 133.94 | 1100 x 2300 mm | 2300 | 1100 |  | metal curb M30 (30 cm high) | Rectangular | 1.19 W/m²K - 0.98 W/m²K | 57% - 30% | 37% - 17% | 24dB - 26dB | 160° CE (for industry) | PVC frame EP25 | with spoiler | E | Single actuator | Maximum double-walled skylight possible for this product | Ut-value LT-value g-value Rw-value EN 1873 : 2014 EN ISO 13468 EN 16153 EN 410 EN 410 EN ISO 140-3 Material Walls Shells (W/m²K) (%) (%) (dB) Acrylic EW Clear (H) 1.19 37 57 24 PMMA Opal (O) 1.19 34 50 24 DW Clear (H/H) 0.98 33 50 26 Opal (O/O) 0.98 28 38 26 Polycarbonate EW Clear (A) 1.19 36 55 24 PC Opal (D) 1.19 24 40 24 DW Clear (A/H) 0.98 32 48 26 Clear (A/A) 0.98 32 46 26 Opal (A/O) 0.98 30 42 26 Opal (A/D) 0.98 21 33 26 Polycarbonate EW Heatstop Opal (T) 1.19 20 39 24 Heatstop PC DW Clear (T/H) 0.98 18 34 26 Opal (T/O) 0.98 17 30 26 | https://skylux.eu/en/products/skylux-160-ce-met-koepel-en-metaalopstand-met-lm-motor-pvc-raam-type-ep25-en-windvang-1100-x-2300-mm | https://skylux.eu/cdn/shop/files/Skylux-160deg-CE-met-koepel-en-metaalopstand-met-LM-motor-pvc-raam-type-EP25-en-windvang-1100-x-2300-mm-RWA-systeem.jpg?v=1702977146&width=1600 | https://skylux.eu/cdn/shop/files/e5a82811-1bb0-48e4-a776-cacb59c7c092_ec00181e-f504-4ee6-8616-20cdac6d44fe.jpg?v=1688550298&width=1600 | //skylux.eu/cdn/shop/files/E_MH_Mounting_instructions_Skylux_160_CE_LM.pdf?v=12406716259046007223 | //skylux.eu/cdn/shop/files/E_TD_Technical_File_Skylux_Skylux_160_CE_Electric.pdf?v=3667116872303399239 | <style type="text/css" id="isPasted"><!--td {border: 1px solid #cccccc;}br {mso-data-placement:same-cell;}--></style><table border="1" cellpadding="0" cellspacing="0" dir="ltr" style="table-layout:fixed;font-size:10pt;font-family:Arial;border-collapse:collapse;border:none;"><tbody> <tr style="height:20px;"> <td style="overflow:hidden;padding:0px 3px 0px 3px;vertical-align:bottom;"></td> <td style="overflow:hidden;padding:0px 3px 0px 3px;vertical-align:bottom;"></td> <td style="overflow:hidden;padding:0px 3px 0px 3px;vertical-align:bottom;"></td> <td data-sheets-value='{"1":2,"2":"Ut-value"}' style="overflow:hidden;padding:0px 3px 0px 3px;vertical-align:bottom;font-weight:bold;text-align:center;">Ut-value</td> <td data-sheets-value='{"1":2,"2":"LT-value"}' style="overflow:hidden;padding:0px 3px 0px 3px;vertical-align:bottom;font-weight:bold;text-align:center;">LT-value</td> <td data-sheets-value='{"1":2,"2":"g-value"}' style="overflow:hidden;padding:0px 3px 0px 3px;vertical-align:bottom;font-weight:bold;text-align:center;">g-value</td> <td data-sheets-value='{"1":2,"2":"Rw-value "}' style="overflow:hidden;padding:0px 3px 0px 3px;vertical-align:bottom;font-weight:bold;text-align:center;">Rw-value </td> </tr> <tr style="height:20px;"> <td style="overflow:hidden;padding:0px 3px 0px 3px;vertical-align:bottom;"></td> <td style="overflow:hidden;padding:0px 3px 0px 3px;vertical-align:bottom;"></td> <td style="overflow:hidden;padding:0px 3px 0px 3px;vertical-align:bottom;"></td> <td data-sheets-numberformat='{"1":2,"2":"0.00","3":1}' data-sheets-value='{"1":2,"2":"EN 1873 : 2014"}' style="overflow:hidden;padding:0px 3px 0px 3px;vertical-align:bottom;text-align:center;">EN 1873 : 2014</td> <td data-sheets-numberformat='{"1":2,"2":"0","3":1}' data-sheets-value='{"1":2,"2":"EN ISO 13468 EN 16153 EN 410"}' style="overflow:hidden;padding:0px 3px 0px 3px;vertical-align:bottom;text-align:center;">EN ISO 13468 EN 16153 EN 410</td> <td data-sheets-numberformat='{"1":2,"2":"0","3":1}' data-sheets-value='{"1":2,"2":"EN 410"}' style="overflow:hidden;padding:0px 3px 0px 3px;vertical-align:bottom;text-align:center;">EN 410</td> <td data-sheets-value='{"1":2,"2":"EN ISO 140-3\t\t"}' style="overflow:hidden;padding:0px 3px 0px 3px;vertical-align:bottom;text-align:center;">EN ISO 140-3 </td> </tr> <tr style="height:20px;"> <td data-sheets-value='{"1":2,"2":"Material"}' style="border-bottom:1px solid #000000;overflow:hidden;padding:0px 3px 0px 3px;vertical-align:bottom;background-color:#000000;font-weight:bold;color:#ffffff;">Material</td> <td data-sheets-value='{"1":2,"2":"Walls"}' style="border-bottom:1px solid #000000;overflow:hidden;padding:0px 3px 0px 3px;vertical-align:bottom;background-color:#000000;font-weight:bold;color:#ffffff;">Walls</td> <td data-sheets-value='{"1":2,"2":"Shells"}' style="border-bottom:1px solid #000000;overflow:hidden;padding:0px 3px 0px 3px;vertical-align:bottom;background-color:#000000;font-weight:bold;color:#ffffff;">Shells</td> <td data-sheets-numberformat='{"1":2,"2":"0.00","3":1}' data-sheets-value='{"1":2,"2":"(W/m²K)\t"}' style="border-bottom:1px solid #000000;overflow:hidden;padding:0px 3px 0px 3px;vertical-align:bottom;background-color:#000000;font-weight:bold;color:#ffffff;text-align:center;">(W/m²K) </td> <td data-sheets-numberformat='{"1":2,"2":"0","3":1}' data-sheets-value='{"1":2,"2":"(%)"}' style="border-bottom:1px solid #000000;overflow:hidden;padding:0px 3px 0px 3px;vertical-align:bottom;background-color:#000000;font-weight:bold;color:#ffffff;text-align:center;">(%)</td> <td data-sheets-numberformat='{"1":2,"2":"0","3":1}' data-sheets-value='{"1":2,"2":"(%)"}' style="border-bottom:1px solid #000000;overflow:hidden;padding:0px 3px 0px 3px;vertical-align:bottom;background-color:#000000;font-weight:bold;color:#ffffff;text-align:center;">(%)</td> <td data-sheets-value='{"1":2,"2":"(dB)"}' style="border-bottom:1px solid #000000;overflow:hidden;padding:0px 3px 0px 3px;vertical-align:bottom;background-color:#000000;font-weight:bold;color:#ffffff;text-align:center;">(dB)</td> </tr> <tr style="height:20px;"> <td data-sheets-value='{"1":2,"2":"Acrylic"}' style="border-left:1px solid #000000;overflow:hidden;padding:0px 3px 0px 3px;vertical-align:bottom;">Acrylic</td> <td data-sheets-value='{"1":2,"2":"EW"}' style="overflow:hidden;padding:0px 3px 0px 3px;vertical-align:bottom;">EW</td> <td data-sheets-value='{"1":2,"2":"Clear (H)"}' style="overflow:hidden;padding:0px 3px 0px 3px;vertical-align:bottom;">Clear (H)</td> <td data-sheets-numberformat='{"1":2,"2":"0.00","3":1}' data-sheets-value='{"1":3,"3":1.19}' style="overflow:hidden;padding:0px 3px 0px 3px;vertical-align:bottom;text-align:center;">1.19</td> <td data-sheets-numberformat='{"1":2,"2":"0","3":1}' data-sheets-value='{"1":3,"3":36.9}' style="overflow:hidden;padding:0px 3px 0px 3px;vertical-align:bottom;text-align:center;">37</td> <td data-sheets-numberformat='{"1":2,"2":"0","3":1}' data-sheets-value='{"1":3,"3":57.42}' style="overflow:hidden;padding:0px 3px 0px 3px;vertical-align:bottom;text-align:center;">57</td> <td data-sheets-value='{"1":3,"3":24}' style="border-right:1px solid #000000;overflow:hidden;padding:0px 3px 0px 3px;vertical-align:bottom;text-align:center;">24</td> </tr> <tr style="height:20px;"> <td data-sheets-value='{"1":2,"2":"PMMA"}' style="border-left:1px solid #000000;overflow:hidden;padding:0px 3px 0px 3px;vertical-align:bottom;">PMMA</td> <td style="overflow:hidden;padding:0px 3px 0px 3px;vertical-align:bottom;"></td> <td data-sheets-value='{"1":2,"2":"Opal (O)"}' style="overflow:hidden;padding:0px 3px 0px 3px;vertical-align:bottom;">Opal (O)</td> <td data-sheets-numberformat='{"1":2,"2":"0.00","3":1}' data-sheets-value='{"1":3,"3":1.19}' style="overflow:hidden;padding:0px 3px 0px 3px;vertical-align:bottom;text-align:center;">1.19</td> <td data-sheets-numberformat='{"1":2,"2":"0","3":1}' data-sheets-value='{"1":3,"3":34.03}' style="overflow:hidden;padding:0px 3px 0px 3px;vertical-align:bottom;text-align:center;">34</td> <td data-sheets-numberformat='{"1":2,"2":"0","3":1}' data-sheets-value='{"1":3,"3":50.160000000000004}' style="overflow:hidden;padding:0px 3px 0px 3px;vertical-align:bottom;text-align:center;">50</td> <td data-sheets-value='{"1":3,"3":24}' style="border-right:1px solid #000000;overflow:hidden;padding:0px 3px 0px 3px;vertical-align:bottom;text-align:center;">24</td> </tr> <tr style="height:20px;"> <td style="border-left:1px solid #000000;overflow:hidden;padding:0px 3px 0px 3px;vertical-align:bottom;"></td> <td data-sheets-value='{"1":2,"2":"DW"}' style="overflow:hidden;padding:0px 3px 0px 3px;vertical-align:bottom;">DW</td> <td data-sheets-value='{"1":2,"2":"Clear (H/H)"}' style="overflow:hidden;padding:0px 3px 0px 3px;vertical-align:bottom;">Clear (H/H)</td> <td data-sheets-numberformat='{"1":2,"2":"0.00","3":1}' data-sheets-value='{"1":3,"3":0.98}' style="overflow:hidden;padding:0px 3px 0px 3px;vertical-align:bottom;text-align:center;">0.98</td> <td data-sheets-numberformat='{"1":2,"2":"0","3":1}' data-sheets-value='{"1":3,"3":33.21}' style="overflow:hidden;padding:0px 3px 0px 3px;vertical-align:bottom;text-align:center;">33</td> <td data-sheets-numberformat='{"1":2,"2":"0","3":1}' data-sheets-value='{"1":3,"3":49.5}' style="overflow:hidden;padding:0px 3px 0px 3px;vertical-align:bottom;text-align:center;">50</td> <td data-sheets-value='{"1":3,"3":26}' style="border-right:1px solid #000000;overflow:hidden;padding:0px 3px 0px 3px;vertical-align:bottom;text-align:center;">26</td> </tr> <tr style="height:20px;"> <td style="border-bottom:1px solid #000000;border-left:1px solid #000000;overflow:hidden;padding:0px 3px 0px 3px;vertical-align:bottom;"></td> <td style="border-bottom:1px solid #000000;overflow:hidden;padding:0px 3px 0px 3px;vertical-align:bottom;"></td> <td data-sheets-value='{"1":2,"2":"Opal (O/O)"}' style="border-bottom:1px solid #000000;overflow:hidden;padding:0px 3px 0px 3px;vertical-align:bottom;">Opal (O/O)</td> <td data-sheets-numberformat='{"1":2,"2":"0.00","3":1}' data-sheets-value='{"1":3,"3":0.98}' style="border-bottom:1px solid #000000;overflow:hidden;padding:0px 3px 0px 3px;vertical-align:bottom;text-align:center;">0.98</td> <td data-sheets-numberformat='{"1":2,"2":"0","3":1}' data-sheets-value='{"1":3,"3":28.29}' style="border-bottom:1px solid #000000;overflow:hidden;padding:0px 3px 0px 3px;vertical-align:bottom;text-align:center;">28</td> <td data-sheets-numberformat='{"1":2,"2":"0","3":1}' data-sheets-value='{"1":3,"3":38.28}' style="border-bottom:1px solid #000000;overflow:hidden;padding:0px 3px 0px 3px;vertical-align:bottom;text-align:center;">38</td> <td data-sheets-value='{"1":3,"3":26}' style="border-right:1px solid #000000;border-bottom:1px solid #000000;overflow:hidden;padding:0px 3px 0px 3px;vertical-align:bottom;text-align:center;">26</td> </tr> <tr style="height:20px;"> <td data-sheets-value='{"1":2,"2":"Polycarbonate "}' style="border-left:1px solid #000000;overflow:hidden;padding:0px 3px 0px 3px;vertical-align:bottom;">Polycarbonate </td> <td data-sheets-value='{"1":2,"2":"EW"}' style="overflow:hidden;padding:0px 3px 0px 3px;vertical-align:bottom;">EW</td> <td data-sheets-value='{"1":2,"2":"Clear (A)"}' style="overflow:hidden;padding:0px 3px 0px 3px;vertical-align:bottom;">Clear (A)</td> <td data-sheets-numberformat='{"1":2,"2":"0.00","3":1}' data-sheets-value='{"1":3,"3":1.19}' style="overflow:hidden;padding:0px 3px 0px 3px;vertical-align:bottom;text-align:center;">1.19</td> <td data-sheets-numberformat='{"1":2,"2":"0","3":1}' data-sheets-value='{"1":3,"3":36.08}' style="overflow:hidden;padding:0px 3px 0px 3px;vertical-align:bottom;text-align:center;">36</td> <td data-sheets-numberformat='{"1":2,"2":"0","3":1}' data-sheets-value='{"1":3,"3":54.78}' style="overflow:hidden;padding:0px 3px 0px 3px;vertical-align:bottom;text-align:center;">55</td> <td data-sheets-value='{"1":3,"3":24}' style="border-right:1px solid #000000;overflow:hidden;padding:0px 3px 0px 3px;vertical-align:bottom;text-align:center;">24</td> </tr> <tr style="height:20px;"> <td data-sheets-value='{"1":2,"2":"PC"}' style="border-left:1px solid #000000;overflow:hidden;padding:0px 3px 0px 3px;vertical-align:bottom;">PC</td> <td style="overflow:hidden;padding:0px 3px 0px 3px;vertical-align:bottom;"></td> <td data-sheets-value='{"1":2,"2":"Opal (D)"}' style="overflow:hidden;padding:0px 3px 0px 3px;vertical-align:bottom;">Opal (D)</td> <td data-sheets-numberformat='{"1":2,"2":"0.00","3":1}' data-sheets-value='{"1":3,"3":1.19}' style="overflow:hidden;padding:0px 3px 0px 3px;vertical-align:bottom;text-align:center;">1.19</td> <td data-sheets-numberformat='{"1":2,"2":"0","3":1}' data-sheets-value='{"1":3,"3":23.779999999999998}' style="overflow:hidden;padding:0px 3px 0px 3px;vertical-align:bottom;text-align:center;">24</td> <td data-sheets-numberformat='{"1":2,"2":"0","3":1}' data-sheets-value='{"1":3,"3":39.6}' style="overflow:hidden;padding:0px 3px 0px 3px;vertical-align:bottom;text-align:center;">40</td> <td data-sheets-value='{"1":3,"3":24}' style="border-right:1px solid #000000;overflow:hidden;padding:0px 3px 0px 3px;vertical-align:bottom;text-align:center;">24</td> </tr> <tr style="height:20px;"> <td style="border-left:1px solid #000000;overflow:hidden;padding:0px 3px 0px 3px;vertical-align:bottom;"></td> <td data-sheets-value='{"1":2,"2":"DW"}' style="overflow:hidden;padding:0px 3px 0px 3px;vertical-align:bottom;">DW</td> <td data-sheets-value='{"1":2,"2":"Clear (A/H)"}' style="overflow:hidden;padding:0px 3px 0px 3px;vertical-align:bottom;">Clear (A/H)</td> <td data-sheets-numberformat='{"1":2,"2":"0.00","3":1}' data-sheets-value='{"1":3,"3":0.98}' style="overflow:hidden;padding:0px 3px 0px 3px;vertical-align:bottom;text-align:center;">0.98</td> <td data-sheets-numberformat='{"1":2,"2":"0","3":1}' data-sheets-value='{"1":3,"3":32.39}' style="overflow:hidden;padding:0px 3px 0px 3px;vertical-align:bottom;text-align:center;">32</td> <td data-sheets-numberformat='{"1":2,"2":"0","3":1}' data-sheets-value='{"1":3,"3":47.52}' style="overflow:hidden;padding:0px 3px 0px 3px;vertical-align:bottom;text-align:center;">48</td> <td data-sheets-value='{"1":3,"3":26}' style="border-right:1px solid #000000;overflow:hidden;padding:0px 3px 0px 3px;vertical-align:bottom;text-align:center;">26</td> </tr> <tr style="height:20px;"> <td style="border-left:1px solid #000000;overflow:hidden;padding:0px 3px 0px 3px;vertical-align:bottom;"></td> <td style="overflow:hidden;padding:0px 3px 0px 3px;vertical-align:bottom;"></td> <td data-sheets-value='{"1":2,"2":"Clear (A/A)"}' style="overflow:hidden;padding:0px 3px 0px 3px;vertical-align:bottom;">Clear (A/A)</td> <td data-sheets-numberformat='{"1":2,"2":"0.00","3":1}' data-sheets-value='{"1":3,"3":0.98}' style="overflow:hidden;padding:0px 3px 0px 3px;vertical-align:bottom;text-align:center;">0.98</td> <td data-sheets-numberformat='{"1":2,"2":"0","3":1}' data-sheets-value='{"1":3,"3":31.569999999999997}' style="overflow:hidden;padding:0px 3px 0px 3px;vertical-align:bottom;text-align:center;">32</td> <td data-sheets-numberformat='{"1":2,"2":"0","3":1}' data-sheets-value='{"1":3,"3":45.54}' style="overflow:hidden;padding:0px 3px 0px 3px;vertical-align:bottom;text-align:center;">46</td> <td data-sheets-value='{"1":3,"3":26}' style="border-right:1px solid #000000;overflow:hidden;padding:0px 3px 0px 3px;vertical-align:bottom;text-align:center;">26</td> </tr> <tr style="height:20px;"> <td style="border-left:1px solid #000000;overflow:hidden;padding:0px 3px 0px 3px;vertical-align:bottom;"></td> <td style="overflow:hidden;padding:0px 3px 0px 3px;vertical-align:bottom;"></td> <td data-sheets-value='{"1":2,"2":"Opal (A/O)"}' style="overflow:hidden;padding:0px 3px 0px 3px;vertical-align:bottom;">Opal (A/O)</td> <td data-sheets-numberformat='{"1":2,"2":"0.00","3":1}' data-sheets-value='{"1":3,"3":0.98}' style="overflow:hidden;padding:0px 3px 0px 3px;vertical-align:bottom;text-align:center;">0.98</td> <td data-sheets-numberformat='{"1":2,"2":"0","3":1}' data-sheets-value='{"1":3,"3":29.93}' style="overflow:hidden;padding:0px 3px 0px 3px;vertical-align:bottom;text-align:center;">30</td> <td data-sheets-numberformat='{"1":2,"2":"0","3":1}' data-sheets-value='{"1":3,"3":41.580000000000005}' style="overflow:hidden;padding:0px 3px 0px 3px;vertical-align:bottom;text-align:center;">42</td> <td data-sheets-value='{"1":3,"3":26}' style="border-right:1px solid #000000;overflow:hidden;padding:0px 3px 0px 3px;vertical-align:bottom;text-align:center;">26</td> </tr> <tr style="height:20px;"> <td style="border-bottom:1px solid #000000;border-left:1px solid #000000;overflow:hidden;padding:0px 3px 0px 3px;vertical-align:bottom;"></td> <td style="border-bottom:1px solid #000000;overflow:hidden;padding:0px 3px 0px 3px;vertical-align:bottom;"></td> <td data-sheets-value='{"1":2,"2":"Opal (A/D)"}' style="border-bottom:1px solid #000000;overflow:hidden;padding:0px 3px 0px 3px;vertical-align:bottom;">Opal (A/D)</td> <td data-sheets-numberformat='{"1":2,"2":"0.00","3":1}' data-sheets-value='{"1":3,"3":0.98}' style="border-bottom:1px solid #000000;overflow:hidden;padding:0px 3px 0px 3px;vertical-align:bottom;text-align:center;">0.98</td> <td data-sheets-numberformat='{"1":2,"2":"0","3":1}' data-sheets-value='{"1":3,"3":20.91}' style="border-bottom:1px solid #000000;overflow:hidden;padding:0px 3px 0px 3px;vertical-align:bottom;text-align:center;">21</td> <td data-sheets-numberformat='{"1":2,"2":"0","3":1}' data-sheets-value='{"1":3,"3":33}' style="border-bottom:1px solid #000000;overflow:hidden;padding:0px 3px 0px 3px;vertical-align:bottom;text-align:center;">33</td> <td data-sheets-value='{"1":3,"3":26}' style="border-right:1px solid #000000;border-bottom:1px solid #000000;overflow:hidden;padding:0px 3px 0px 3px;vertical-align:bottom;text-align:center;">26</td> </tr> <tr style="height:20px;"> <td data-sheets-value='{"1":2,"2":"Polycarbonate"}' style="border-left:1px solid #000000;overflow:hidden;padding:0px 3px 0px 3px;vertical-align:bottom;">Polycarbonate</td> <td data-sheets-value='{"1":2,"2":"EW"}' style="overflow:hidden;padding:0px 3px 0px 3px;vertical-align:bottom;">EW</td> <td data-sheets-value='{"1":2,"2":"Heatstop Opal (T)"}' style="overflow:hidden;padding:0px 3px 0px 3px;vertical-align:bottom;">Heatstop Opal (T)</td> <td data-sheets-numberformat='{"1":2,"2":"0.00","3":1}' data-sheets-value='{"1":3,"3":1.19}' style="overflow:hidden;padding:0px 3px 0px 3px;vertical-align:bottom;text-align:center;">1.19</td> <td data-sheets-numberformat='{"1":2,"2":"0","3":1}' data-sheets-value='{"1":3,"3":20.09}' style="overflow:hidden;padding:0px 3px 0px 3px;vertical-align:bottom;text-align:center;">20</td> <td data-sheets-numberformat='{"1":2,"2":"0","3":1}' data-sheets-value='{"1":3,"3":38.940000000000005}' style="overflow:hidden;padding:0px 3px 0px 3px;vertical-align:bottom;text-align:center;">39</td> <td data-sheets-value='{"1":3,"3":24}' style="border-right:1px solid #000000;overflow:hidden;padding:0px 3px 0px 3px;vertical-align:bottom;text-align:center;">24</td> </tr> <tr style="height:20px;"> <td data-sheets-value='{"1":2,"2":"Heatstop PC"}' style="border-left:1px solid #000000;overflow:hidden;padding:0px 3px 0px 3px;vertical-align:bottom;">Heatstop PC</td> <td data-sheets-value='{"1":2,"2":"DW"}' style="overflow:hidden;padding:0px 3px 0px 3px;vertical-align:bottom;">DW</td> <td data-sheets-value='{"1":2,"2":"Clear (T/H)"}' style="overflow:hidden;padding:0px 3px 0px 3px;vertical-align:bottom;">Clear (T/H)</td> <td data-sheets-numberformat='{"1":2,"2":"0.00","3":1}' data-sheets-value='{"1":3,"3":0.98}' style="overflow:hidden;padding:0px 3px 0px 3px;vertical-align:bottom;text-align:center;">0.98</td> <td data-sheets-numberformat='{"1":2,"2":"0","3":1}' data-sheets-value='{"1":3,"3":18.04}' style="overflow:hidden;padding:0px 3px 0px 3px;vertical-align:bottom;text-align:center;">18</td> <td data-sheets-numberformat='{"1":2,"2":"0","3":1}' data-sheets-value='{"1":3,"3":33.660000000000004}' style="overflow:hidden;padding:0px 3px 0px 3px;vertical-align:bottom;text-align:center;">34</td> <td data-sheets-value='{"1":3,"3":26}' style="border-right:1px solid #000000;overflow:hidden;padding:0px 3px 0px 3px;vertical-align:bottom;text-align:center;">26</td> </tr> <tr style="height:20px;"> <td style="border-bottom:1px solid #000000;border-left:1px solid #000000;overflow:hidden;padding:0px 3px 0px 3px;vertical-align:bottom;"></td> <td style="border-bottom:1px solid #000000;overflow:hidden;padding:0px 3px 0px 3px;vertical-align:bottom;"></td> <td data-sheets-value='{"1":2,"2":"Opal (T/O)"}' style="border-bottom:1px solid #000000;overflow:hidden;padding:0px 3px 0px 3px;vertical-align:bottom;">Opal (T/O)</td> <td data-sheets-numberformat='{"1":2,"2":"0.00","3":1}' data-sheets-value='{"1":3,"3":0.98}' style="border-bottom:1px solid #000000;overflow:hidden;padding:0px 3px 0px 3px;vertical-align:bottom;text-align:center;">0.98</td> <td data-sheets-numberformat='{"1":2,"2":"0","3":1}' data-sheets-value='{"1":3,"3":16.81}' style="border-bottom:1px solid #000000;overflow:hidden;padding:0px 3px 0px 3px;vertical-align:bottom;text-align:center;">17</td> <td data-sheets-numberformat='{"1":2,"2":"0","3":1}' data-sheets-value='{"1":3,"3":29.700000000000003}' style="border-bottom:1px solid #000000;overflow:hidden;padding:0px 3px 0px 3px;vertical-align:bottom;text-align:center;">30</td> <td data-sheets-value='{"1":3,"3":26}' style="border-right:1px solid #000000;border-bottom:1px solid #000000;overflow:hidden;padding:0px 3px 0px 3px;vertical-align:bottom;text-align:center;">26</td> </tr> </tbody></table> | skylux-160-ce-met-koepel-en-metaalopstand-met-lm-motor-pvc-raam-type-ep25-en-windvang-1100-x-2300-mm | 8586000531789 | 46872281088333
Smoke and heat exhaust (SHEV) | SHE system | Skylux | Skylux 160° CE with skylight and metal curb with LM-actuator, PVC frame type EP25 and spoiler 1200 x 1200 mm |  | 50946 | 5412970509462 | 4595.6 | Yes | 30-45 | 92.07 | 1200 x 1200 mm | 1200 | 1200 |  | metal curb M30 (30 cm high) | Square | 1.19 W/m²K - 0.98 W/m²K | 57% - 30% | 37% - 17% | 24dB - 26dB | 160° CE (for industry) | PVC frame EP25 | with spoiler | E | Single actuator | Maximum double-walled skylight possible for this product | Ut-value LT-value g-value Rw-value EN 1873 : 2014 EN ISO 13468 EN 16153 EN 410 EN 410 EN ISO 140-3 Material Walls Shells (W/m²K) (%) (%) (dB) Acrylic EW Clear (H) 1.19 37 57 24 PMMA Opal (O) 1.19 34 50 24 DW Clear (H/H) 0.98 33 50 26 Opal (O/O) 0.98 28 38 26 Polycarbonate EW Clear (A) 1.19 36 55 24 PC Opal (D) 1.19 24 40 24 DW Clear (A/H) 0.98 32 48 26 Clear (A/A) 0.98 32 46 26 Opal (A/O) 0.98 30 42 26 Opal (A/D) 0.98 21 33 26 Polycarbonate EW Heatstop Opal (T) 1.19 20 39 24 Heatstop PC DW Clear (T/H) 0.98 18 34 26 Opal (T/O) 0.98 17 30 26 | https://skylux.eu/en/products/skylux-160-ce-met-koepel-en-metaalopstand-met-lm-motor-pvc-raam-type-ep25-en-windvang-1200-x-1200-mm | https://skylux.eu/cdn/shop/files/Skylux-160deg-CE-met-koepel-en-metaalopstand-met-LM-motor-pvc-raam-type-EP25-en-windvang-1200-x-1200-mm-RWA-systeem.jpg?v=1702977151&width=1600 | https://skylux.eu/cdn/shop/files/e5a82811-1bb0-48e4-a776-cacb59c7c092_ff08b17d-cd2e-46a3-94fe-c92122f996d2.jpg?v=1688550299&width=1600 | //skylux.eu/cdn/shop/files/E_MH_Mounting_instructions_Skylux_160_CE_LM.pdf?v=12406716259046007223 | //skylux.eu/cdn/shop/files/E_TD_Technical_File_Skylux_Skylux_160_CE_Electric.pdf?v=3667116872303399239 | <style type="text/css" id="isPasted"><!--td {border: 1px solid #cccccc;}br {mso-data-placement:same-cell;}--></style><table border="1" cellpadding="0" cellspacing="0" dir="ltr" style="table-layout:fixed;font-size:10pt;font-family:Arial;border-collapse:collapse;border:none;"><tbody> <tr style="height:20px;"> <td style="overflow:hidden;padding:0px 3px 0px 3px;vertical-align:bottom;"></td> <td style="overflow:hidden;padding:0px 3px 0px 3px;vertical-align:bottom;"></td> <td style="overflow:hidden;padding:0px 3px 0px 3px;vertical-align:bottom;"></td> <td data-sheets-value='{"1":2,"2":"Ut-value"}' style="overflow:hidden;padding:0px 3px 0px 3px;vertical-align:bottom;font-weight:bold;text-align:center;">Ut-value</td> <td data-sheets-value='{"1":2,"2":"LT-value"}' style="overflow:hidden;padding:0px 3px 0px 3px;vertical-align:bottom;font-weight:bold;text-align:center;">LT-value</td> <td data-sheets-value='{"1":2,"2":"g-value"}' style="overflow:hidden;padding:0px 3px 0px 3px;vertical-align:bottom;font-weight:bold;text-align:center;">g-value</td> <td data-sheets-value='{"1":2,"2":"Rw-value "}' style="overflow:hidden;padding:0px 3px 0px 3px;vertical-align:bottom;font-weight:bold;text-align:center;">Rw-value </td> </tr> <tr style="height:20px;"> <td style="overflow:hidden;padding:0px 3px 0px 3px;vertical-align:bottom;"></td> <td style="overflow:hidden;padding:0px 3px 0px 3px;vertical-align:bottom;"></td> <td style="overflow:hidden;padding:0px 3px 0px 3px;vertical-align:bottom;"></td> <td data-sheets-numberformat='{"1":2,"2":"0.00","3":1}' data-sheets-value='{"1":2,"2":"EN 1873 : 2014"}' style="overflow:hidden;padding:0px 3px 0px 3px;vertical-align:bottom;text-align:center;">EN 1873 : 2014</td> <td data-sheets-numberformat='{"1":2,"2":"0","3":1}' data-sheets-value='{"1":2,"2":"EN ISO 13468 EN 16153 EN 410"}' style="overflow:hidden;padding:0px 3px 0px 3px;vertical-align:bottom;text-align:center;">EN ISO 13468 EN 16153 EN 410</td> <td data-sheets-numberformat='{"1":2,"2":"0","3":1}' data-sheets-value='{"1":2,"2":"EN 410"}' style="overflow:hidden;padding:0px 3px 0px 3px;vertical-align:bottom;text-align:center;">EN 410</td> <td data-sheets-value='{"1":2,"2":"EN ISO 140-3\t\t"}' style="overflow:hidden;padding:0px 3px 0px 3px;vertical-align:bottom;text-align:center;">EN ISO 140-3 </td> </tr> <tr style="height:20px;"> <td data-sheets-value='{"1":2,"2":"Material"}' style="border-bottom:1px solid #000000;overflow:hidden;padding:0px 3px 0px 3px;vertical-align:bottom;background-color:#000000;font-weight:bold;color:#ffffff;">Material</td> <td data-sheets-value='{"1":2,"2":"Walls"}' style="border-bottom:1px solid #000000;overflow:hidden;padding:0px 3px 0px 3px;vertical-align:bottom;background-color:#000000;font-weight:bold;color:#ffffff;">Walls</td> <td data-sheets-value='{"1":2,"2":"Shells"}' style="border-bottom:1px solid #000000;overflow:hidden;padding:0px 3px 0px 3px;vertical-align:bottom;background-color:#000000;font-weight:bold;color:#ffffff;">Shells</td> <td data-sheets-numberformat='{"1":2,"2":"0.00","3":1}' data-sheets-value='{"1":2,"2":"(W/m²K)\t"}' style="border-bottom:1px solid #000000;overflow:hidden;padding:0px 3px 0px 3px;vertical-align:bottom;background-color:#000000;font-weight:bold;color:#ffffff;text-align:center;">(W/m²K) </td> <td data-sheets-numberformat='{"1":2,"2":"0","3":1}' data-sheets-value='{"1":2,"2":"(%)"}' style="border-bottom:1px solid #000000;overflow:hidden;padding:0px 3px 0px 3px;vertical-align:bottom;background-color:#000000;font-weight:bold;color:#ffffff;text-align:center;">(%)</td> <td data-sheets-numberformat='{"1":2,"2":"0","3":1}' data-sheets-value='{"1":2,"2":"(%)"}' style="border-bottom:1px solid #000000;overflow:hidden;padding:0px 3px 0px 3px;vertical-align:bottom;background-color:#000000;font-weight:bold;color:#ffffff;text-align:center;">(%)</td> <td data-sheets-value='{"1":2,"2":"(dB)"}' style="border-bottom:1px solid #000000;overflow:hidden;padding:0px 3px 0px 3px;vertical-align:bottom;background-color:#000000;font-weight:bold;color:#ffffff;text-align:center;">(dB)</td> </tr> <tr style="height:20px;"> <td data-sheets-value='{"1":2,"2":"Acrylic"}' style="border-left:1px solid #000000;overflow:hidden;padding:0px 3px 0px 3px;vertical-align:bottom;">Acrylic</td> <td data-sheets-value='{"1":2,"2":"EW"}' style="overflow:hidden;padding:0px 3px 0px 3px;vertical-align:bottom;">EW</td> <td data-sheets-value='{"1":2,"2":"Clear (H)"}' style="overflow:hidden;padding:0px 3px 0px 3px;vertical-align:bottom;">Clear (H)</td> <td data-sheets-numberformat='{"1":2,"2":"0.00","3":1}' data-sheets-value='{"1":3,"3":1.19}' style="overflow:hidden;padding:0px 3px 0px 3px;vertical-align:bottom;text-align:center;">1.19</td> <td data-sheets-numberformat='{"1":2,"2":"0","3":1}' data-sheets-value='{"1":3,"3":36.9}' style="overflow:hidden;padding:0px 3px 0px 3px;vertical-align:bottom;text-align:center;">37</td> <td data-sheets-numberformat='{"1":2,"2":"0","3":1}' data-sheets-value='{"1":3,"3":57.42}' style="overflow:hidden;padding:0px 3px 0px 3px;vertical-align:bottom;text-align:center;">57</td> <td data-sheets-value='{"1":3,"3":24}' style="border-right:1px solid #000000;overflow:hidden;padding:0px 3px 0px 3px;vertical-align:bottom;text-align:center;">24</td> </tr> <tr style="height:20px;"> <td data-sheets-value='{"1":2,"2":"PMMA"}' style="border-left:1px solid #000000;overflow:hidden;padding:0px 3px 0px 3px;vertical-align:bottom;">PMMA</td> <td style="overflow:hidden;padding:0px 3px 0px 3px;vertical-align:bottom;"></td> <td data-sheets-value='{"1":2,"2":"Opal (O)"}' style="overflow:hidden;padding:0px 3px 0px 3px;vertical-align:bottom;">Opal (O)</td> <td data-sheets-numberformat='{"1":2,"2":"0.00","3":1}' data-sheets-value='{"1":3,"3":1.19}' style="overflow:hidden;padding:0px 3px 0px 3px;vertical-align:bottom;text-align:center;">1.19</td> <td data-sheets-numberformat='{"1":2,"2":"0","3":1}' data-sheets-value='{"1":3,"3":34.03}' style="overflow:hidden;padding:0px 3px 0px 3px;vertical-align:bottom;text-align:center;">34</td> <td data-sheets-numberformat='{"1":2,"2":"0","3":1}' data-sheets-value='{"1":3,"3":50.160000000000004}' style="overflow:hidden;padding:0px 3px 0px 3px;vertical-align:bottom;text-align:center;">50</td> <td data-sheets-value='{"1":3,"3":24}' style="border-right:1px solid #000000;overflow:hidden;padding:0px 3px 0px 3px;vertical-align:bottom;text-align:center;">24</td> </tr> <tr style="height:20px;"> <td style="border-left:1px solid #000000;overflow:hidden;padding:0px 3px 0px 3px;vertical-align:bottom;"></td> <td data-sheets-value='{"1":2,"2":"DW"}' style="overflow:hidden;padding:0px 3px 0px 3px;vertical-align:bottom;">DW</td> <td data-sheets-value='{"1":2,"2":"Clear (H/H)"}' style="overflow:hidden;padding:0px 3px 0px 3px;vertical-align:bottom;">Clear (H/H)</td> <td data-sheets-numberformat='{"1":2,"2":"0.00","3":1}' data-sheets-value='{"1":3,"3":0.98}' style="overflow:hidden;padding:0px 3px 0px 3px;vertical-align:bottom;text-align:center;">0.98</td> <td data-sheets-numberformat='{"1":2,"2":"0","3":1}' data-sheets-value='{"1":3,"3":33.21}' style="overflow:hidden;padding:0px 3px 0px 3px;vertical-align:bottom;text-align:center;">33</td> <td data-sheets-numberformat='{"1":2,"2":"0","3":1}' data-sheets-value='{"1":3,"3":49.5}' style="overflow:hidden;padding:0px 3px 0px 3px;vertical-align:bottom;text-align:center;">50</td> <td data-sheets-value='{"1":3,"3":26}' style="border-right:1px solid #000000;overflow:hidden;padding:0px 3px 0px 3px;vertical-align:bottom;text-align:center;">26</td> </tr> <tr style="height:20px;"> <td style="border-bottom:1px solid #000000;border-left:1px solid #000000;overflow:hidden;padding:0px 3px 0px 3px;vertical-align:bottom;"></td> <td style="border-bottom:1px solid #000000;overflow:hidden;padding:0px 3px 0px 3px;vertical-align:bottom;"></td> <td data-sheets-value='{"1":2,"2":"Opal (O/O)"}' style="border-bottom:1px solid #000000;overflow:hidden;padding:0px 3px 0px 3px;vertical-align:bottom;">Opal (O/O)</td> <td data-sheets-numberformat='{"1":2,"2":"0.00","3":1}' data-sheets-value='{"1":3,"3":0.98}' style="border-bottom:1px solid #000000;overflow:hidden;padding:0px 3px 0px 3px;vertical-align:bottom;text-align:center;">0.98</td> <td data-sheets-numberformat='{"1":2,"2":"0","3":1}' data-sheets-value='{"1":3,"3":28.29}' style="border-bottom:1px solid #000000;overflow:hidden;padding:0px 3px 0px 3px;vertical-align:bottom;text-align:center;">28</td> <td data-sheets-numberformat='{"1":2,"2":"0","3":1}' data-sheets-value='{"1":3,"3":38.28}' style="border-bottom:1px solid #000000;overflow:hidden;padding:0px 3px 0px 3px;vertical-align:bottom;text-align:center;">38</td> <td data-sheets-value='{"1":3,"3":26}' style="border-right:1px solid #000000;border-bottom:1px solid #000000;overflow:hidden;padding:0px 3px 0px 3px;vertical-align:bottom;text-align:center;">26</td> </tr> <tr style="height:20px;"> <td data-sheets-value='{"1":2,"2":"Polycarbonate "}' style="border-left:1px solid #000000;overflow:hidden;padding:0px 3px 0px 3px;vertical-align:bottom;">Polycarbonate </td> <td data-sheets-value='{"1":2,"2":"EW"}' style="overflow:hidden;padding:0px 3px 0px 3px;vertical-align:bottom;">EW</td> <td data-sheets-value='{"1":2,"2":"Clear (A)"}' style="overflow:hidden;padding:0px 3px 0px 3px;vertical-align:bottom;">Clear (A)</td> <td data-sheets-numberformat='{"1":2,"2":"0.00","3":1}' data-sheets-value='{"1":3,"3":1.19}' style="overflow:hidden;padding:0px 3px 0px 3px;vertical-align:bottom;text-align:center;">1.19</td> <td data-sheets-numberformat='{"1":2,"2":"0","3":1}' data-sheets-value='{"1":3,"3":36.08}' style="overflow:hidden;padding:0px 3px 0px 3px;vertical-align:bottom;text-align:center;">36</td> <td data-sheets-numberformat='{"1":2,"2":"0","3":1}' data-sheets-value='{"1":3,"3":54.78}' style="overflow:hidden;padding:0px 3px 0px 3px;vertical-align:bottom;text-align:center;">55</td> <td data-sheets-value='{"1":3,"3":24}' style="border-right:1px solid #000000;overflow:hidden;padding:0px 3px 0px 3px;vertical-align:bottom;text-align:center;">24</td> </tr> <tr style="height:20px;"> <td data-sheets-value='{"1":2,"2":"PC"}' style="border-left:1px solid #000000;overflow:hidden;padding:0px 3px 0px 3px;vertical-align:bottom;">PC</td> <td style="overflow:hidden;padding:0px 3px 0px 3px;vertical-align:bottom;"></td> <td data-sheets-value='{"1":2,"2":"Opal (D)"}' style="overflow:hidden;padding:0px 3px 0px 3px;vertical-align:bottom;">Opal (D)</td> <td data-sheets-numberformat='{"1":2,"2":"0.00","3":1}' data-sheets-value='{"1":3,"3":1.19}' style="overflow:hidden;padding:0px 3px 0px 3px;vertical-align:bottom;text-align:center;">1.19</td> <td data-sheets-numberformat='{"1":2,"2":"0","3":1}' data-sheets-value='{"1":3,"3":23.779999999999998}' style="overflow:hidden;padding:0px 3px 0px 3px;vertical-align:bottom;text-align:center;">24</td> <td data-sheets-numberformat='{"1":2,"2":"0","3":1}' data-sheets-value='{"1":3,"3":39.6}' style="overflow:hidden;padding:0px 3px 0px 3px;vertical-align:bottom;text-align:center;">40</td> <td data-sheets-value='{"1":3,"3":24}' style="border-right:1px solid #000000;overflow:hidden;padding:0px 3px 0px 3px;vertical-align:bottom;text-align:center;">24</td> </tr> <tr style="height:20px;"> <td style="border-left:1px solid #000000;overflow:hidden;padding:0px 3px 0px 3px;vertical-align:bottom;"></td> <td data-sheets-value='{"1":2,"2":"DW"}' style="overflow:hidden;padding:0px 3px 0px 3px;vertical-align:bottom;">DW</td> <td data-sheets-value='{"1":2,"2":"Clear (A/H)"}' style="overflow:hidden;padding:0px 3px 0px 3px;vertical-align:bottom;">Clear (A/H)</td> <td data-sheets-numberformat='{"1":2,"2":"0.00","3":1}' data-sheets-value='{"1":3,"3":0.98}' style="overflow:hidden;padding:0px 3px 0px 3px;vertical-align:bottom;text-align:center;">0.98</td> <td data-sheets-numberformat='{"1":2,"2":"0","3":1}' data-sheets-value='{"1":3,"3":32.39}' style="overflow:hidden;padding:0px 3px 0px 3px;vertical-align:bottom;text-align:center;">32</td> <td data-sheets-numberformat='{"1":2,"2":"0","3":1}' data-sheets-value='{"1":3,"3":47.52}' style="overflow:hidden;padding:0px 3px 0px 3px;vertical-align:bottom;text-align:center;">48</td> <td data-sheets-value='{"1":3,"3":26}' style="border-right:1px solid #000000;overflow:hidden;padding:0px 3px 0px 3px;vertical-align:bottom;text-align:center;">26</td> </tr> <tr style="height:20px;"> <td style="border-left:1px solid #000000;overflow:hidden;padding:0px 3px 0px 3px;vertical-align:bottom;"></td> <td style="overflow:hidden;padding:0px 3px 0px 3px;vertical-align:bottom;"></td> <td data-sheets-value='{"1":2,"2":"Clear (A/A)"}' style="overflow:hidden;padding:0px 3px 0px 3px;vertical-align:bottom;">Clear (A/A)</td> <td data-sheets-numberformat='{"1":2,"2":"0.00","3":1}' data-sheets-value='{"1":3,"3":0.98}' style="overflow:hidden;padding:0px 3px 0px 3px;vertical-align:bottom;text-align:center;">0.98</td> <td data-sheets-numberformat='{"1":2,"2":"0","3":1}' data-sheets-value='{"1":3,"3":31.569999999999997}' style="overflow:hidden;padding:0px 3px 0px 3px;vertical-align:bottom;text-align:center;">32</td> <td data-sheets-numberformat='{"1":2,"2":"0","3":1}' data-sheets-value='{"1":3,"3":45.54}' style="overflow:hidden;padding:0px 3px 0px 3px;vertical-align:bottom;text-align:center;">46</td> <td data-sheets-value='{"1":3,"3":26}' style="border-right:1px solid #000000;overflow:hidden;padding:0px 3px 0px 3px;vertical-align:bottom;text-align:center;">26</td> </tr> <tr style="height:20px;"> <td style="border-left:1px solid #000000;overflow:hidden;padding:0px 3px 0px 3px;vertical-align:bottom;"></td> <td style="overflow:hidden;padding:0px 3px 0px 3px;vertical-align:bottom;"></td> <td data-sheets-value='{"1":2,"2":"Opal (A/O)"}' style="overflow:hidden;padding:0px 3px 0px 3px;vertical-align:bottom;">Opal (A/O)</td> <td data-sheets-numberformat='{"1":2,"2":"0.00","3":1}' data-sheets-value='{"1":3,"3":0.98}' style="overflow:hidden;padding:0px 3px 0px 3px;vertical-align:bottom;text-align:center;">0.98</td> <td data-sheets-numberformat='{"1":2,"2":"0","3":1}' data-sheets-value='{"1":3,"3":29.93}' style="overflow:hidden;padding:0px 3px 0px 3px;vertical-align:bottom;text-align:center;">30</td> <td data-sheets-numberformat='{"1":2,"2":"0","3":1}' data-sheets-value='{"1":3,"3":41.580000000000005}' style="overflow:hidden;padding:0px 3px 0px 3px;vertical-align:bottom;text-align:center;">42</td> <td data-sheets-value='{"1":3,"3":26}' style="border-right:1px solid #000000;overflow:hidden;padding:0px 3px 0px 3px;vertical-align:bottom;text-align:center;">26</td> </tr> <tr style="height:20px;"> <td style="border-bottom:1px solid #000000;border-left:1px solid #000000;overflow:hidden;padding:0px 3px 0px 3px;vertical-align:bottom;"></td> <td style="border-bottom:1px solid #000000;overflow:hidden;padding:0px 3px 0px 3px;vertical-align:bottom;"></td> <td data-sheets-value='{"1":2,"2":"Opal (A/D)"}' style="border-bottom:1px solid #000000;overflow:hidden;padding:0px 3px 0px 3px;vertical-align:bottom;">Opal (A/D)</td> <td data-sheets-numberformat='{"1":2,"2":"0.00","3":1}' data-sheets-value='{"1":3,"3":0.98}' style="border-bottom:1px solid #000000;overflow:hidden;padding:0px 3px 0px 3px;vertical-align:bottom;text-align:center;">0.98</td> <td data-sheets-numberformat='{"1":2,"2":"0","3":1}' data-sheets-value='{"1":3,"3":20.91}' style="border-bottom:1px solid #000000;overflow:hidden;padding:0px 3px 0px 3px;vertical-align:bottom;text-align:center;">21</td> <td data-sheets-numberformat='{"1":2,"2":"0","3":1}' data-sheets-value='{"1":3,"3":33}' style="border-bottom:1px solid #000000;overflow:hidden;padding:0px 3px 0px 3px;vertical-align:bottom;text-align:center;">33</td> <td data-sheets-value='{"1":3,"3":26}' style="border-right:1px solid #000000;border-bottom:1px solid #000000;overflow:hidden;padding:0px 3px 0px 3px;vertical-align:bottom;text-align:center;">26</td> </tr> <tr style="height:20px;"> <td data-sheets-value='{"1":2,"2":"Polycarbonate"}' style="border-left:1px solid #000000;overflow:hidden;padding:0px 3px 0px 3px;vertical-align:bottom;">Polycarbonate</td> <td data-sheets-value='{"1":2,"2":"EW"}' style="overflow:hidden;padding:0px 3px 0px 3px;vertical-align:bottom;">EW</td> <td data-sheets-value='{"1":2,"2":"Heatstop Opal (T)"}' style="overflow:hidden;padding:0px 3px 0px 3px;vertical-align:bottom;">Heatstop Opal (T)</td> <td data-sheets-numberformat='{"1":2,"2":"0.00","3":1}' data-sheets-value='{"1":3,"3":1.19}' style="overflow:hidden;padding:0px 3px 0px 3px;vertical-align:bottom;text-align:center;">1.19</td> <td data-sheets-numberformat='{"1":2,"2":"0","3":1}' data-sheets-value='{"1":3,"3":20.09}' style="overflow:hidden;padding:0px 3px 0px 3px;vertical-align:bottom;text-align:center;">20</td> <td data-sheets-numberformat='{"1":2,"2":"0","3":1}' data-sheets-value='{"1":3,"3":38.940000000000005}' style="overflow:hidden;padding:0px 3px 0px 3px;vertical-align:bottom;text-align:center;">39</td> <td data-sheets-value='{"1":3,"3":24}' style="border-right:1px solid #000000;overflow:hidden;padding:0px 3px 0px 3px;vertical-align:bottom;text-align:center;">24</td> </tr> <tr style="height:20px;"> <td data-sheets-value='{"1":2,"2":"Heatstop PC"}' style="border-left:1px solid #000000;overflow:hidden;padding:0px 3px 0px 3px;vertical-align:bottom;">Heatstop PC</td> <td data-sheets-value='{"1":2,"2":"DW"}' style="overflow:hidden;padding:0px 3px 0px 3px;vertical-align:bottom;">DW</td> <td data-sheets-value='{"1":2,"2":"Clear (T/H)"}' style="overflow:hidden;padding:0px 3px 0px 3px;vertical-align:bottom;">Clear (T/H)</td> <td data-sheets-numberformat='{"1":2,"2":"0.00","3":1}' data-sheets-value='{"1":3,"3":0.98}' style="overflow:hidden;padding:0px 3px 0px 3px;vertical-align:bottom;text-align:center;">0.98</td> <td data-sheets-numberformat='{"1":2,"2":"0","3":1}' data-sheets-value='{"1":3,"3":18.04}' style="overflow:hidden;padding:0px 3px 0px 3px;vertical-align:bottom;text-align:center;">18</td> <td data-sheets-numberformat='{"1":2,"2":"0","3":1}' data-sheets-value='{"1":3,"3":33.660000000000004}' style="overflow:hidden;padding:0px 3px 0px 3px;vertical-align:bottom;text-align:center;">34</td> <td data-sheets-value='{"1":3,"3":26}' style="border-right:1px solid #000000;overflow:hidden;padding:0px 3px 0px 3px;vertical-align:bottom;text-align:center;">26</td> </tr> <tr style="height:20px;"> <td style="border-bottom:1px solid #000000;border-left:1px solid #000000;overflow:hidden;padding:0px 3px 0px 3px;vertical-align:bottom;"></td> <td style="border-bottom:1px solid #000000;overflow:hidden;padding:0px 3px 0px 3px;vertical-align:bottom;"></td> <td data-sheets-value='{"1":2,"2":"Opal (T/O)"}' style="border-bottom:1px solid #000000;overflow:hidden;padding:0px 3px 0px 3px;vertical-align:bottom;">Opal (T/O)</td> <td data-sheets-numberformat='{"1":2,"2":"0.00","3":1}' data-sheets-value='{"1":3,"3":0.98}' style="border-bottom:1px solid #000000;overflow:hidden;padding:0px 3px 0px 3px;vertical-align:bottom;text-align:center;">0.98</td> <td data-sheets-numberformat='{"1":2,"2":"0","3":1}' data-sheets-value='{"1":3,"3":16.81}' style="border-bottom:1px solid #000000;overflow:hidden;padding:0px 3px 0px 3px;vertical-align:bottom;text-align:center;">17</td> <td data-sheets-numberformat='{"1":2,"2":"0","3":1}' data-sheets-value='{"1":3,"3":29.700000000000003}' style="border-bottom:1px solid #000000;overflow:hidden;padding:0px 3px 0px 3px;vertical-align:bottom;text-align:center;">30</td> <td data-sheets-value='{"1":3,"3":26}' style="border-right:1px solid #000000;border-bottom:1px solid #000000;overflow:hidden;padding:0px 3px 0px 3px;vertical-align:bottom;text-align:center;">26</td> </tr> </tbody></table> | skylux-160-ce-met-koepel-en-metaalopstand-met-lm-motor-pvc-raam-type-ep25-en-windvang-1200-x-1200-mm | 8586000630093 | 46872281219405
Smoke and heat exhaust (SHEV) | SHE system | Skylux | Skylux 160° CE with skylight and metal curb with LM-actuator, PVC frame type EP25 and spoiler 1200 x 1400 mm |  | 50947 | 5412970509479 | 4969.5 | Yes | 30-45 | 98.72 | 1200 x 1400 mm | 1400 | 1200 |  | metal curb M30 (30 cm high) | Rectangular | 1.19 W/m²K - 0.98 W/m²K | 57% - 30% | 37% - 17% | 24dB - 26dB | 160° CE (for industry) | PVC frame EP25 | with spoiler | E | Single actuator | Maximum double-walled skylight possible for this product | Ut-value LT-value g-value Rw-value EN 1873 : 2014 EN ISO 13468 EN 16153 EN 410 EN 410 EN ISO 140-3 Material Walls Shells (W/m²K) (%) (%) (dB) Acrylic EW Clear (H) 1.19 37 57 24 PMMA Opal (O) 1.19 34 50 24 DW Clear (H/H) 0.98 33 50 26 Opal (O/O) 0.98 28 38 26 Polycarbonate EW Clear (A) 1.19 36 55 24 PC Opal (D) 1.19 24 40 24 DW Clear (A/H) 0.98 32 48 26 Clear (A/A) 0.98 32 46 26 Opal (A/O) 0.98 30 42 26 Opal (A/D) 0.98 21 33 26 Polycarbonate EW Heatstop Opal (T) 1.19 20 39 24 Heatstop PC DW Clear (T/H) 0.98 18 34 26 Opal (T/O) 0.98 17 30 26 | https://skylux.eu/en/products/skylux-160-ce-met-koepel-en-metaalopstand-met-lm-motor-pvc-raam-type-ep25-en-windvang-1200-x-1400-mm | https://skylux.eu/cdn/shop/files/Skylux-160deg-CE-met-koepel-en-metaalopstand-met-LM-motor-pvc-raam-type-EP25-en-windvang-1200-x-1400-mm-RWA-systeem.jpg?v=1702977156&width=1600 | https://skylux.eu/cdn/shop/files/e5a82811-1bb0-48e4-a776-cacb59c7c092_a05e8bfe-4ff9-4b4c-ba6b-52efb183edbc.jpg?v=1688550300&width=1600 | //skylux.eu/cdn/shop/files/E_MH_Mounting_instructions_Skylux_160_CE_LM.pdf?v=12406716259046007223 | //skylux.eu/cdn/shop/files/E_TD_Technical_File_Skylux_Skylux_160_CE_Electric.pdf?v=3667116872303399239 | <style type="text/css" id="isPasted"><!--td {border: 1px solid #cccccc;}br {mso-data-placement:same-cell;}--></style><table border="1" cellpadding="0" cellspacing="0" dir="ltr" style="table-layout:fixed;font-size:10pt;font-family:Arial;border-collapse:collapse;border:none;"><tbody> <tr style="height:20px;"> <td style="overflow:hidden;padding:0px 3px 0px 3px;vertical-align:bottom;"></td> <td style="overflow:hidden;padding:0px 3px 0px 3px;vertical-align:bottom;"></td> <td style="overflow:hidden;padding:0px 3px 0px 3px;vertical-align:bottom;"></td> <td data-sheets-value='{"1":2,"2":"Ut-value"}' style="overflow:hidden;padding:0px 3px 0px 3px;vertical-align:bottom;font-weight:bold;text-align:center;">Ut-value</td> <td data-sheets-value='{"1":2,"2":"LT-value"}' style="overflow:hidden;padding:0px 3px 0px 3px;vertical-align:bottom;font-weight:bold;text-align:center;">LT-value</td> <td data-sheets-value='{"1":2,"2":"g-value"}' style="overflow:hidden;padding:0px 3px 0px 3px;vertical-align:bottom;font-weight:bold;text-align:center;">g-value</td> <td data-sheets-value='{"1":2,"2":"Rw-value "}' style="overflow:hidden;padding:0px 3px 0px 3px;vertical-align:bottom;font-weight:bold;text-align:center;">Rw-value </td> </tr> <tr style="height:20px;"> <td style="overflow:hidden;padding:0px 3px 0px 3px;vertical-align:bottom;"></td> <td style="overflow:hidden;padding:0px 3px 0px 3px;vertical-align:bottom;"></td> <td style="overflow:hidden;padding:0px 3px 0px 3px;vertical-align:bottom;"></td> <td data-sheets-numberformat='{"1":2,"2":"0.00","3":1}' data-sheets-value='{"1":2,"2":"EN 1873 : 2014"}' style="overflow:hidden;padding:0px 3px 0px 3px;vertical-align:bottom;text-align:center;">EN 1873 : 2014</td> <td data-sheets-numberformat='{"1":2,"2":"0","3":1}' data-sheets-value='{"1":2,"2":"EN ISO 13468 EN 16153 EN 410"}' style="overflow:hidden;padding:0px 3px 0px 3px;vertical-align:bottom;text-align:center;">EN ISO 13468 EN 16153 EN 410</td> <td data-sheets-numberformat='{"1":2,"2":"0","3":1}' data-sheets-value='{"1":2,"2":"EN 410"}' style="overflow:hidden;padding:0px 3px 0px 3px;vertical-align:bottom;text-align:center;">EN 410</td> <td data-sheets-value='{"1":2,"2":"EN ISO 140-3\t\t"}' style="overflow:hidden;padding:0px 3px 0px 3px;vertical-align:bottom;text-align:center;">EN ISO 140-3 </td> </tr> <tr style="height:20px;"> <td data-sheets-value='{"1":2,"2":"Material"}' style="border-bottom:1px solid #000000;overflow:hidden;padding:0px 3px 0px 3px;vertical-align:bottom;background-color:#000000;font-weight:bold;color:#ffffff;">Material</td> <td data-sheets-value='{"1":2,"2":"Walls"}' style="border-bottom:1px solid #000000;overflow:hidden;padding:0px 3px 0px 3px;vertical-align:bottom;background-color:#000000;font-weight:bold;color:#ffffff;">Walls</td> <td data-sheets-value='{"1":2,"2":"Shells"}' style="border-bottom:1px solid #000000;overflow:hidden;padding:0px 3px 0px 3px;vertical-align:bottom;background-color:#000000;font-weight:bold;color:#ffffff;">Shells</td> <td data-sheets-numberformat='{"1":2,"2":"0.00","3":1}' data-sheets-value='{"1":2,"2":"(W/m²K)\t"}' style="border-bottom:1px solid #000000;overflow:hidden;padding:0px 3px 0px 3px;vertical-align:bottom;background-color:#000000;font-weight:bold;color:#ffffff;text-align:center;">(W/m²K) </td> <td data-sheets-numberformat='{"1":2,"2":"0","3":1}' data-sheets-value='{"1":2,"2":"(%)"}' style="border-bottom:1px solid #000000;overflow:hidden;padding:0px 3px 0px 3px;vertical-align:bottom;background-color:#000000;font-weight:bold;color:#ffffff;text-align:center;">(%)</td> <td data-sheets-numberformat='{"1":2,"2":"0","3":1}' data-sheets-value='{"1":2,"2":"(%)"}' style="border-bottom:1px solid #000000;overflow:hidden;padding:0px 3px 0px 3px;vertical-align:bottom;background-color:#000000;font-weight:bold;color:#ffffff;text-align:center;">(%)</td> <td data-sheets-value='{"1":2,"2":"(dB)"}' style="border-bottom:1px solid #000000;overflow:hidden;padding:0px 3px 0px 3px;vertical-align:bottom;background-color:#000000;font-weight:bold;color:#ffffff;text-align:center;">(dB)</td> </tr> <tr style="height:20px;"> <td data-sheets-value='{"1":2,"2":"Acrylic"}' style="border-left:1px solid #000000;overflow:hidden;padding:0px 3px 0px 3px;vertical-align:bottom;">Acrylic</td> <td data-sheets-value='{"1":2,"2":"EW"}' style="overflow:hidden;padding:0px 3px 0px 3px;vertical-align:bottom;">EW</td> <td data-sheets-value='{"1":2,"2":"Clear (H)"}' style="overflow:hidden;padding:0px 3px 0px 3px;vertical-align:bottom;">Clear (H)</td> <td data-sheets-numberformat='{"1":2,"2":"0.00","3":1}' data-sheets-value='{"1":3,"3":1.19}' style="overflow:hidden;padding:0px 3px 0px 3px;vertical-align:bottom;text-align:center;">1.19</td> <td data-sheets-numberformat='{"1":2,"2":"0","3":1}' data-sheets-value='{"1":3,"3":36.9}' style="overflow:hidden;padding:0px 3px 0px 3px;vertical-align:bottom;text-align:center;">37</td> <td data-sheets-numberformat='{"1":2,"2":"0","3":1}' data-sheets-value='{"1":3,"3":57.42}' style="overflow:hidden;padding:0px 3px 0px 3px;vertical-align:bottom;text-align:center;">57</td> <td data-sheets-value='{"1":3,"3":24}' style="border-right:1px solid #000000;overflow:hidden;padding:0px 3px 0px 3px;vertical-align:bottom;text-align:center;">24</td> </tr> <tr style="height:20px;"> <td data-sheets-value='{"1":2,"2":"PMMA"}' style="border-left:1px solid #000000;overflow:hidden;padding:0px 3px 0px 3px;vertical-align:bottom;">PMMA</td> <td style="overflow:hidden;padding:0px 3px 0px 3px;vertical-align:bottom;"></td> <td data-sheets-value='{"1":2,"2":"Opal (O)"}' style="overflow:hidden;padding:0px 3px 0px 3px;vertical-align:bottom;">Opal (O)</td> <td data-sheets-numberformat='{"1":2,"2":"0.00","3":1}' data-sheets-value='{"1":3,"3":1.19}' style="overflow:hidden;padding:0px 3px 0px 3px;vertical-align:bottom;text-align:center;">1.19</td> <td data-sheets-numberformat='{"1":2,"2":"0","3":1}' data-sheets-value='{"1":3,"3":34.03}' style="overflow:hidden;padding:0px 3px 0px 3px;vertical-align:bottom;text-align:center;">34</td> <td data-sheets-numberformat='{"1":2,"2":"0","3":1}' data-sheets-value='{"1":3,"3":50.160000000000004}' style="overflow:hidden;padding:0px 3px 0px 3px;vertical-align:bottom;text-align:center;">50</td> <td data-sheets-value='{"1":3,"3":24}' style="border-right:1px solid #000000;overflow:hidden;padding:0px 3px 0px 3px;vertical-align:bottom;text-align:center;">24</td> </tr> <tr style="height:20px;"> <td style="border-left:1px solid #000000;overflow:hidden;padding:0px 3px 0px 3px;vertical-align:bottom;"></td> <td data-sheets-value='{"1":2,"2":"DW"}' style="overflow:hidden;padding:0px 3px 0px 3px;vertical-align:bottom;">DW</td> <td data-sheets-value='{"1":2,"2":"Clear (H/H)"}' style="overflow:hidden;padding:0px 3px 0px 3px;vertical-align:bottom;">Clear (H/H)</td> <td data-sheets-numberformat='{"1":2,"2":"0.00","3":1}' data-sheets-value='{"1":3,"3":0.98}' style="overflow:hidden;padding:0px 3px 0px 3px;vertical-align:bottom;text-align:center;">0.98</td> <td data-sheets-numberformat='{"1":2,"2":"0","3":1}' data-sheets-value='{"1":3,"3":33.21}' style="overflow:hidden;padding:0px 3px 0px 3px;vertical-align:bottom;text-align:center;">33</td> <td data-sheets-numberformat='{"1":2,"2":"0","3":1}' data-sheets-value='{"1":3,"3":49.5}' style="overflow:hidden;padding:0px 3px 0px 3px;vertical-align:bottom;text-align:center;">50</td> <td data-sheets-value='{"1":3,"3":26}' style="border-right:1px solid #000000;overflow:hidden;padding:0px 3px 0px 3px;vertical-align:bottom;text-align:center;">26</td> </tr> <tr style="height:20px;"> <td style="border-bottom:1px solid #000000;border-left:1px solid #000000;overflow:hidden;padding:0px 3px 0px 3px;vertical-align:bottom;"></td> <td style="border-bottom:1px solid #000000;overflow:hidden;padding:0px 3px 0px 3px;vertical-align:bottom;"></td> <td data-sheets-value='{"1":2,"2":"Opal (O/O)"}' style="border-bottom:1px solid #000000;overflow:hidden;padding:0px 3px 0px 3px;vertical-align:bottom;">Opal (O/O)</td> <td data-sheets-numberformat='{"1":2,"2":"0.00","3":1}' data-sheets-value='{"1":3,"3":0.98}' style="border-bottom:1px solid #000000;overflow:hidden;padding:0px 3px 0px 3px;vertical-align:bottom;text-align:center;">0.98</td> <td data-sheets-numberformat='{"1":2,"2":"0","3":1}' data-sheets-value='{"1":3,"3":28.29}' style="border-bottom:1px solid #000000;overflow:hidden;padding:0px 3px 0px 3px;vertical-align:bottom;text-align:center;">28</td> <td data-sheets-numberformat='{"1":2,"2":"0","3":1}' data-sheets-value='{"1":3,"3":38.28}' style="border-bottom:1px solid #000000;overflow:hidden;padding:0px 3px 0px 3px;vertical-align:bottom;text-align:center;">38</td> <td data-sheets-value='{"1":3,"3":26}' style="border-right:1px solid #000000;border-bottom:1px solid #000000;overflow:hidden;padding:0px 3px 0px 3px;vertical-align:bottom;text-align:center;">26</td> </tr> <tr style="height:20px;"> <td data-sheets-value='{"1":2,"2":"Polycarbonate "}' style="border-left:1px solid #000000;overflow:hidden;padding:0px 3px 0px 3px;vertical-align:bottom;">Polycarbonate </td> <td data-sheets-value='{"1":2,"2":"EW"}' style="overflow:hidden;padding:0px 3px 0px 3px;vertical-align:bottom;">EW</td> <td data-sheets-value='{"1":2,"2":"Clear (A)"}' style="overflow:hidden;padding:0px 3px 0px 3px;vertical-align:bottom;">Clear (A)</td> <td data-sheets-numberformat='{"1":2,"2":"0.00","3":1}' data-sheets-value='{"1":3,"3":1.19}' style="overflow:hidden;padding:0px 3px 0px 3px;vertical-align:bottom;text-align:center;">1.19</td> <td data-sheets-numberformat='{"1":2,"2":"0","3":1}' data-sheets-value='{"1":3,"3":36.08}' style="overflow:hidden;padding:0px 3px 0px 3px;vertical-align:bottom;text-align:center;">36</td> <td data-sheets-numberformat='{"1":2,"2":"0","3":1}' data-sheets-value='{"1":3,"3":54.78}' style="overflow:hidden;padding:0px 3px 0px 3px;vertical-align:bottom;text-align:center;">55</td> <td data-sheets-value='{"1":3,"3":24}' style="border-right:1px solid #000000;overflow:hidden;padding:0px 3px 0px 3px;vertical-align:bottom;text-align:center;">24</td> </tr> <tr style="height:20px;"> <td data-sheets-value='{"1":2,"2":"PC"}' style="border-left:1px solid #000000;overflow:hidden;padding:0px 3px 0px 3px;vertical-align:bottom;">PC</td> <td style="overflow:hidden;padding:0px 3px 0px 3px;vertical-align:bottom;"></td> <td data-sheets-value='{"1":2,"2":"Opal (D)"}' style="overflow:hidden;padding:0px 3px 0px 3px;vertical-align:bottom;">Opal (D)</td> <td data-sheets-numberformat='{"1":2,"2":"0.00","3":1}' data-sheets-value='{"1":3,"3":1.19}' style="overflow:hidden;padding:0px 3px 0px 3px;vertical-align:bottom;text-align:center;">1.19</td> <td data-sheets-numberformat='{"1":2,"2":"0","3":1}' data-sheets-value='{"1":3,"3":23.779999999999998}' style="overflow:hidden;padding:0px 3px 0px 3px;vertical-align:bottom;text-align:center;">24</td> <td data-sheets-numberformat='{"1":2,"2":"0","3":1}' data-sheets-value='{"1":3,"3":39.6}' style="overflow:hidden;padding:0px 3px 0px 3px;vertical-align:bottom;text-align:center;">40</td> <td data-sheets-value='{"1":3,"3":24}' style="border-right:1px solid #000000;overflow:hidden;padding:0px 3px 0px 3px;vertical-align:bottom;text-align:center;">24</td> </tr> <tr style="height:20px;"> <td style="border-left:1px solid #000000;overflow:hidden;padding:0px 3px 0px 3px;vertical-align:bottom;"></td> <td data-sheets-value='{"1":2,"2":"DW"}' style="overflow:hidden;padding:0px 3px 0px 3px;vertical-align:bottom;">DW</td> <td data-sheets-value='{"1":2,"2":"Clear (A/H)"}' style="overflow:hidden;padding:0px 3px 0px 3px;vertical-align:bottom;">Clear (A/H)</td> <td data-sheets-numberformat='{"1":2,"2":"0.00","3":1}' data-sheets-value='{"1":3,"3":0.98}' style="overflow:hidden;padding:0px 3px 0px 3px;vertical-align:bottom;text-align:center;">0.98</td> <td data-sheets-numberformat='{"1":2,"2":"0","3":1}' data-sheets-value='{"1":3,"3":32.39}' style="overflow:hidden;padding:0px 3px 0px 3px;vertical-align:bottom;text-align:center;">32</td> <td data-sheets-numberformat='{"1":2,"2":"0","3":1}' data-sheets-value='{"1":3,"3":47.52}' style="overflow:hidden;padding:0px 3px 0px 3px;vertical-align:bottom;text-align:center;">48</td> <td data-sheets-value='{"1":3,"3":26}' style="border-right:1px solid #000000;overflow:hidden;padding:0px 3px 0px 3px;vertical-align:bottom;text-align:center;">26</td> </tr> <tr style="height:20px;"> <td style="border-left:1px solid #000000;overflow:hidden;padding:0px 3px 0px 3px;vertical-align:bottom;"></td> <td style="overflow:hidden;padding:0px 3px 0px 3px;vertical-align:bottom;"></td> <td data-sheets-value='{"1":2,"2":"Clear (A/A)"}' style="overflow:hidden;padding:0px 3px 0px 3px;vertical-align:bottom;">Clear (A/A)</td> <td data-sheets-numberformat='{"1":2,"2":"0.00","3":1}' data-sheets-value='{"1":3,"3":0.98}' style="overflow:hidden;padding:0px 3px 0px 3px;vertical-align:bottom;text-align:center;">0.98</td> <td data-sheets-numberformat='{"1":2,"2":"0","3":1}' data-sheets-value='{"1":3,"3":31.569999999999997}' style="overflow:hidden;padding:0px 3px 0px 3px;vertical-align:bottom;text-align:center;">32</td> <td data-sheets-numberformat='{"1":2,"2":"0","3":1}' data-sheets-value='{"1":3,"3":45.54}' style="overflow:hidden;padding:0px 3px 0px 3px;vertical-align:bottom;text-align:center;">46</td> <td data-sheets-value='{"1":3,"3":26}' style="border-right:1px solid #000000;overflow:hidden;padding:0px 3px 0px 3px;vertical-align:bottom;text-align:center;">26</td> </tr> <tr style="height:20px;"> <td style="border-left:1px solid #000000;overflow:hidden;padding:0px 3px 0px 3px;vertical-align:bottom;"></td> <td style="overflow:hidden;padding:0px 3px 0px 3px;vertical-align:bottom;"></td> <td data-sheets-value='{"1":2,"2":"Opal (A/O)"}' style="overflow:hidden;padding:0px 3px 0px 3px;vertical-align:bottom;">Opal (A/O)</td> <td data-sheets-numberformat='{"1":2,"2":"0.00","3":1}' data-sheets-value='{"1":3,"3":0.98}' style="overflow:hidden;padding:0px 3px 0px 3px;vertical-align:bottom;text-align:center;">0.98</td> <td data-sheets-numberformat='{"1":2,"2":"0","3":1}' data-sheets-value='{"1":3,"3":29.93}' style="overflow:hidden;padding:0px 3px 0px 3px;vertical-align:bottom;text-align:center;">30</td> <td data-sheets-numberformat='{"1":2,"2":"0","3":1}' data-sheets-value='{"1":3,"3":41.580000000000005}' style="overflow:hidden;padding:0px 3px 0px 3px;vertical-align:bottom;text-align:center;">42</td> <td data-sheets-value='{"1":3,"3":26}' style="border-right:1px solid #000000;overflow:hidden;padding:0px 3px 0px 3px;vertical-align:bottom;text-align:center;">26</td> </tr> <tr style="height:20px;"> <td style="border-bottom:1px solid #000000;border-left:1px solid #000000;overflow:hidden;padding:0px 3px 0px 3px;vertical-align:bottom;"></td> <td style="border-bottom:1px solid #000000;overflow:hidden;padding:0px 3px 0px 3px;vertical-align:bottom;"></td> <td data-sheets-value='{"1":2,"2":"Opal (A/D)"}' style="border-bottom:1px solid #000000;overflow:hidden;padding:0px 3px 0px 3px;vertical-align:bottom;">Opal (A/D)</td> <td data-sheets-numberformat='{"1":2,"2":"0.00","3":1}' data-sheets-value='{"1":3,"3":0.98}' style="border-bottom:1px solid #000000;overflow:hidden;padding:0px 3px 0px 3px;vertical-align:bottom;text-align:center;">0.98</td> <td data-sheets-numberformat='{"1":2,"2":"0","3":1}' data-sheets-value='{"1":3,"3":20.91}' style="border-bottom:1px solid #000000;overflow:hidden;padding:0px 3px 0px 3px;vertical-align:bottom;text-align:center;">21</td> <td data-sheets-numberformat='{"1":2,"2":"0","3":1}' data-sheets-value='{"1":3,"3":33}' style="border-bottom:1px solid #000000;overflow:hidden;padding:0px 3px 0px 3px;vertical-align:bottom;text-align:center;">33</td> <td data-sheets-value='{"1":3,"3":26}' style="border-right:1px solid #000000;border-bottom:1px solid #000000;overflow:hidden;padding:0px 3px 0px 3px;vertical-align:bottom;text-align:center;">26</td> </tr> <tr style="height:20px;"> <td data-sheets-value='{"1":2,"2":"Polycarbonate"}' style="border-left:1px solid #000000;overflow:hidden;padding:0px 3px 0px 3px;vertical-align:bottom;">Polycarbonate</td> <td data-sheets-value='{"1":2,"2":"EW"}' style="overflow:hidden;padding:0px 3px 0px 3px;vertical-align:bottom;">EW</td> <td data-sheets-value='{"1":2,"2":"Heatstop Opal (T)"}' style="overflow:hidden;padding:0px 3px 0px 3px;vertical-align:bottom;">Heatstop Opal (T)</td> <td data-sheets-numberformat='{"1":2,"2":"0.00","3":1}' data-sheets-value='{"1":3,"3":1.19}' style="overflow:hidden;padding:0px 3px 0px 3px;vertical-align:bottom;text-align:center;">1.19</td> <td data-sheets-numberformat='{"1":2,"2":"0","3":1}' data-sheets-value='{"1":3,"3":20.09}' style="overflow:hidden;padding:0px 3px 0px 3px;vertical-align:bottom;text-align:center;">20</td> <td data-sheets-numberformat='{"1":2,"2":"0","3":1}' data-sheets-value='{"1":3,"3":38.940000000000005}' style="overflow:hidden;padding:0px 3px 0px 3px;vertical-align:bottom;text-align:center;">39</td> <td data-sheets-value='{"1":3,"3":24}' style="border-right:1px solid #000000;overflow:hidden;padding:0px 3px 0px 3px;vertical-align:bottom;text-align:center;">24</td> </tr> <tr style="height:20px;"> <td data-sheets-value='{"1":2,"2":"Heatstop PC"}' style="border-left:1px solid #000000;overflow:hidden;padding:0px 3px 0px 3px;vertical-align:bottom;">Heatstop PC</td> <td data-sheets-value='{"1":2,"2":"DW"}' style="overflow:hidden;padding:0px 3px 0px 3px;vertical-align:bottom;">DW</td> <td data-sheets-value='{"1":2,"2":"Clear (T/H)"}' style="overflow:hidden;padding:0px 3px 0px 3px;vertical-align:bottom;">Clear (T/H)</td> <td data-sheets-numberformat='{"1":2,"2":"0.00","3":1}' data-sheets-value='{"1":3,"3":0.98}' style="overflow:hidden;padding:0px 3px 0px 3px;vertical-align:bottom;text-align:center;">0.98</td> <td data-sheets-numberformat='{"1":2,"2":"0","3":1}' data-sheets-value='{"1":3,"3":18.04}' style="overflow:hidden;padding:0px 3px 0px 3px;vertical-align:bottom;text-align:center;">18</td> <td data-sheets-numberformat='{"1":2,"2":"0","3":1}' data-sheets-value='{"1":3,"3":33.660000000000004}' style="overflow:hidden;padding:0px 3px 0px 3px;vertical-align:bottom;text-align:center;">34</td> <td data-sheets-value='{"1":3,"3":26}' style="border-right:1px solid #000000;overflow:hidden;padding:0px 3px 0px 3px;vertical-align:bottom;text-align:center;">26</td> </tr> <tr style="height:20px;"> <td style="border-bottom:1px solid #000000;border-left:1px solid #000000;overflow:hidden;padding:0px 3px 0px 3px;vertical-align:bottom;"></td> <td style="border-bottom:1px solid #000000;overflow:hidden;padding:0px 3px 0px 3px;vertical-align:bottom;"></td> <td data-sheets-value='{"1":2,"2":"Opal (T/O)"}' style="border-bottom:1px solid #000000;overflow:hidden;padding:0px 3px 0px 3px;vertical-align:bottom;">Opal (T/O)</td> <td data-sheets-numberformat='{"1":2,"2":"0.00","3":1}' data-sheets-value='{"1":3,"3":0.98}' style="border-bottom:1px solid #000000;overflow:hidden;padding:0px 3px 0px 3px;vertical-align:bottom;text-align:center;">0.98</td> <td data-sheets-numberformat='{"1":2,"2":"0","3":1}' data-sheets-value='{"1":3,"3":16.81}' style="border-bottom:1px solid #000000;overflow:hidden;padding:0px 3px 0px 3px;vertical-align:bottom;text-align:center;">17</td> <td data-sheets-numberformat='{"1":2,"2":"0","3":1}' data-sheets-value='{"1":3,"3":29.700000000000003}' style="border-bottom:1px solid #000000;overflow:hidden;padding:0px 3px 0px 3px;vertical-align:bottom;text-align:center;">30</td> <td data-sheets-value='{"1":3,"3":26}' style="border-right:1px solid #000000;border-bottom:1px solid #000000;overflow:hidden;padding:0px 3px 0px 3px;vertical-align:bottom;text-align:center;">26</td> </tr> </tbody></table> | skylux-160-ce-met-koepel-en-metaalopstand-met-lm-motor-pvc-raam-type-ep25-en-windvang-1200-x-1400-mm | 8586000761165 | 46872281383245
Smoke and heat exhaust (SHEV) | SHE system | Skylux | Skylux 160° CE with skylight and metal curb with LM-actuator, PVC frame type EP25 and spoiler 1200 x 1500 mm |  | 50948 | 5412970509486 | 5213.9 | Yes | 30-45 | 100.13 | 1200 x 1500 mm | 1500 | 1200 |  | metal curb M30 (30 cm high) | Rectangular | 1.19 W/m²K - 0.98 W/m²K | 57% - 30% | 37% - 17% | 24dB - 26dB | 160° CE (for industry) | PVC frame EP25 | with spoiler | E | Single actuator | Maximum double-walled skylight possible for this product | Ut-value LT-value g-value Rw-value EN 1873 : 2014 EN ISO 13468 EN 16153 EN 410 EN 410 EN ISO 140-3 Material Walls Shells (W/m²K) (%) (%) (dB) Acrylic EW Clear (H) 1.19 37 57 24 PMMA Opal (O) 1.19 34 50 24 DW Clear (H/H) 0.98 33 50 26 Opal (O/O) 0.98 28 38 26 Polycarbonate EW Clear (A) 1.19 36 55 24 PC Opal (D) 1.19 24 40 24 DW Clear (A/H) 0.98 32 48 26 Clear (A/A) 0.98 32 46 26 Opal (A/O) 0.98 30 42 26 Opal (A/D) 0.98 21 33 26 Polycarbonate EW Heatstop Opal (T) 1.19 20 39 24 Heatstop PC DW Clear (T/H) 0.98 18 34 26 Opal (T/O) 0.98 17 30 26 | https://skylux.eu/en/products/skylux-160-ce-met-koepel-en-metaalopstand-met-lm-motor-pvc-raam-type-ep25-en-windvang-1200-x-1500-mm | https://skylux.eu/cdn/shop/files/Skylux-160deg-CE-met-koepel-en-metaalopstand-met-LM-motor-pvc-raam-type-EP25-en-windvang-1200-x-1500-mm-RWA-systeem.jpg?v=1702977162&width=1600 | https://skylux.eu/cdn/shop/files/e5a82811-1bb0-48e4-a776-cacb59c7c092_d32d0da3-2e71-4e72-b4a8-d49f88ace32a.jpg?v=1688550301&width=1600 | //skylux.eu/cdn/shop/files/E_MH_Mounting_instructions_Skylux_160_CE_LM.pdf?v=12406716259046007223 | //skylux.eu/cdn/shop/files/E_TD_Technical_File_Skylux_Skylux_160_CE_Electric.pdf?v=3667116872303399239 | <style type="text/css" id="isPasted"><!--td {border: 1px solid #cccccc;}br {mso-data-placement:same-cell;}--></style><table border="1" cellpadding="0" cellspacing="0" dir="ltr" style="table-layout:fixed;font-size:10pt;font-family:Arial;border-collapse:collapse;border:none;"><tbody> <tr style="height:20px;"> <td style="overflow:hidden;padding:0px 3px 0px 3px;vertical-align:bottom;"></td> <td style="overflow:hidden;padding:0px 3px 0px 3px;vertical-align:bottom;"></td> <td style="overflow:hidden;padding:0px 3px 0px 3px;vertical-align:bottom;"></td> <td data-sheets-value='{"1":2,"2":"Ut-value"}' style="overflow:hidden;padding:0px 3px 0px 3px;vertical-align:bottom;font-weight:bold;text-align:center;">Ut-value</td> <td data-sheets-value='{"1":2,"2":"LT-value"}' style="overflow:hidden;padding:0px 3px 0px 3px;vertical-align:bottom;font-weight:bold;text-align:center;">LT-value</td> <td data-sheets-value='{"1":2,"2":"g-value"}' style="overflow:hidden;padding:0px 3px 0px 3px;vertical-align:bottom;font-weight:bold;text-align:center;">g-value</td> <td data-sheets-value='{"1":2,"2":"Rw-value "}' style="overflow:hidden;padding:0px 3px 0px 3px;vertical-align:bottom;font-weight:bold;text-align:center;">Rw-value </td> </tr> <tr style="height:20px;"> <td style="overflow:hidden;padding:0px 3px 0px 3px;vertical-align:bottom;"></td> <td style="overflow:hidden;padding:0px 3px 0px 3px;vertical-align:bottom;"></td> <td style="overflow:hidden;padding:0px 3px 0px 3px;vertical-align:bottom;"></td> <td data-sheets-numberformat='{"1":2,"2":"0.00","3":1}' data-sheets-value='{"1":2,"2":"EN 1873 : 2014"}' style="overflow:hidden;padding:0px 3px 0px 3px;vertical-align:bottom;text-align:center;">EN 1873 : 2014</td> <td data-sheets-numberformat='{"1":2,"2":"0","3":1}' data-sheets-value='{"1":2,"2":"EN ISO 13468 EN 16153 EN 410"}' style="overflow:hidden;padding:0px 3px 0px 3px;vertical-align:bottom;text-align:center;">EN ISO 13468 EN 16153 EN 410</td> <td data-sheets-numberformat='{"1":2,"2":"0","3":1}' data-sheets-value='{"1":2,"2":"EN 410"}' style="overflow:hidden;padding:0px 3px 0px 3px;vertical-align:bottom;text-align:center;">EN 410</td> <td data-sheets-value='{"1":2,"2":"EN ISO 140-3\t\t"}' style="overflow:hidden;padding:0px 3px 0px 3px;vertical-align:bottom;text-align:center;">EN ISO 140-3 </td> </tr> <tr style="height:20px;"> <td data-sheets-value='{"1":2,"2":"Material"}' style="border-bottom:1px solid #000000;overflow:hidden;padding:0px 3px 0px 3px;vertical-align:bottom;background-color:#000000;font-weight:bold;color:#ffffff;">Material</td> <td data-sheets-value='{"1":2,"2":"Walls"}' style="border-bottom:1px solid #000000;overflow:hidden;padding:0px 3px 0px 3px;vertical-align:bottom;background-color:#000000;font-weight:bold;color:#ffffff;">Walls</td> <td data-sheets-value='{"1":2,"2":"Shells"}' style="border-bottom:1px solid #000000;overflow:hidden;padding:0px 3px 0px 3px;vertical-align:bottom;background-color:#000000;font-weight:bold;color:#ffffff;">Shells</td> <td data-sheets-numberformat='{"1":2,"2":"0.00","3":1}' data-sheets-value='{"1":2,"2":"(W/m²K)\t"}' style="border-bottom:1px solid #000000;overflow:hidden;padding:0px 3px 0px 3px;vertical-align:bottom;background-color:#000000;font-weight:bold;color:#ffffff;text-align:center;">(W/m²K) </td> <td data-sheets-numberformat='{"1":2,"2":"0","3":1}' data-sheets-value='{"1":2,"2":"(%)"}' style="border-bottom:1px solid #000000;overflow:hidden;padding:0px 3px 0px 3px;vertical-align:bottom;background-color:#000000;font-weight:bold;color:#ffffff;text-align:center;">(%)</td> <td data-sheets-numberformat='{"1":2,"2":"0","3":1}' data-sheets-value='{"1":2,"2":"(%)"}' style="border-bottom:1px solid #000000;overflow:hidden;padding:0px 3px 0px 3px;vertical-align:bottom;background-color:#000000;font-weight:bold;color:#ffffff;text-align:center;">(%)</td> <td data-sheets-value='{"1":2,"2":"(dB)"}' style="border-bottom:1px solid #000000;overflow:hidden;padding:0px 3px 0px 3px;vertical-align:bottom;background-color:#000000;font-weight:bold;color:#ffffff;text-align:center;">(dB)</td> </tr> <tr style="height:20px;"> <td data-sheets-value='{"1":2,"2":"Acrylic"}' style="border-left:1px solid #000000;overflow:hidden;padding:0px 3px 0px 3px;vertical-align:bottom;">Acrylic</td> <td data-sheets-value='{"1":2,"2":"EW"}' style="overflow:hidden;padding:0px 3px 0px 3px;vertical-align:bottom;">EW</td> <td data-sheets-value='{"1":2,"2":"Clear (H)"}' style="overflow:hidden;padding:0px 3px 0px 3px;vertical-align:bottom;">Clear (H)</td> <td data-sheets-numberformat='{"1":2,"2":"0.00","3":1}' data-sheets-value='{"1":3,"3":1.19}' style="overflow:hidden;padding:0px 3px 0px 3px;vertical-align:bottom;text-align:center;">1.19</td> <td data-sheets-numberformat='{"1":2,"2":"0","3":1}' data-sheets-value='{"1":3,"3":36.9}' style="overflow:hidden;padding:0px 3px 0px 3px;vertical-align:bottom;text-align:center;">37</td> <td data-sheets-numberformat='{"1":2,"2":"0","3":1}' data-sheets-value='{"1":3,"3":57.42}' style="overflow:hidden;padding:0px 3px 0px 3px;vertical-align:bottom;text-align:center;">57</td> <td data-sheets-value='{"1":3,"3":24}' style="border-right:1px solid #000000;overflow:hidden;padding:0px 3px 0px 3px;vertical-align:bottom;text-align:center;">24</td> </tr> <tr style="height:20px;"> <td data-sheets-value='{"1":2,"2":"PMMA"}' style="border-left:1px solid #000000;overflow:hidden;padding:0px 3px 0px 3px;vertical-align:bottom;">PMMA</td> <td style="overflow:hidden;padding:0px 3px 0px 3px;vertical-align:bottom;"></td> <td data-sheets-value='{"1":2,"2":"Opal (O)"}' style="overflow:hidden;padding:0px 3px 0px 3px;vertical-align:bottom;">Opal (O)</td> <td data-sheets-numberformat='{"1":2,"2":"0.00","3":1}' data-sheets-value='{"1":3,"3":1.19}' style="overflow:hidden;padding:0px 3px 0px 3px;vertical-align:bottom;text-align:center;">1.19</td> <td data-sheets-numberformat='{"1":2,"2":"0","3":1}' data-sheets-value='{"1":3,"3":34.03}' style="overflow:hidden;padding:0px 3px 0px 3px;vertical-align:bottom;text-align:center;">34</td> <td data-sheets-numberformat='{"1":2,"2":"0","3":1}' data-sheets-value='{"1":3,"3":50.160000000000004}' style="overflow:hidden;padding:0px 3px 0px 3px;vertical-align:bottom;text-align:center;">50</td> <td data-sheets-value='{"1":3,"3":24}' style="border-right:1px solid #000000;overflow:hidden;padding:0px 3px 0px 3px;vertical-align:bottom;text-align:center;">24</td> </tr> <tr style="height:20px;"> <td style="border-left:1px solid #000000;overflow:hidden;padding:0px 3px 0px 3px;vertical-align:bottom;"></td> <td data-sheets-value='{"1":2,"2":"DW"}' style="overflow:hidden;padding:0px 3px 0px 3px;vertical-align:bottom;">DW</td> <td data-sheets-value='{"1":2,"2":"Clear (H/H)"}' style="overflow:hidden;padding:0px 3px 0px 3px;vertical-align:bottom;">Clear (H/H)</td> <td data-sheets-numberformat='{"1":2,"2":"0.00","3":1}' data-sheets-value='{"1":3,"3":0.98}' style="overflow:hidden;padding:0px 3px 0px 3px;vertical-align:bottom;text-align:center;">0.98</td> <td data-sheets-numberformat='{"1":2,"2":"0","3":1}' data-sheets-value='{"1":3,"3":33.21}' style="overflow:hidden;padding:0px 3px 0px 3px;vertical-align:bottom;text-align:center;">33</td> <td data-sheets-numberformat='{"1":2,"2":"0","3":1}' data-sheets-value='{"1":3,"3":49.5}' style="overflow:hidden;padding:0px 3px 0px 3px;vertical-align:bottom;text-align:center;">50</td> <td data-sheets-value='{"1":3,"3":26}' style="border-right:1px solid #000000;overflow:hidden;padding:0px 3px 0px 3px;vertical-align:bottom;text-align:center;">26</td> </tr> <tr style="height:20px;"> <td style="border-bottom:1px solid #000000;border-left:1px solid #000000;overflow:hidden;padding:0px 3px 0px 3px;vertical-align:bottom;"></td> <td style="border-bottom:1px solid #000000;overflow:hidden;padding:0px 3px 0px 3px;vertical-align:bottom;"></td> <td data-sheets-value='{"1":2,"2":"Opal (O/O)"}' style="border-bottom:1px solid #000000;overflow:hidden;padding:0px 3px 0px 3px;vertical-align:bottom;">Opal (O/O)</td> <td data-sheets-numberformat='{"1":2,"2":"0.00","3":1}' data-sheets-value='{"1":3,"3":0.98}' style="border-bottom:1px solid #000000;overflow:hidden;padding:0px 3px 0px 3px;vertical-align:bottom;text-align:center;">0.98</td> <td data-sheets-numberformat='{"1":2,"2":"0","3":1}' data-sheets-value='{"1":3,"3":28.29}' style="border-bottom:1px solid #000000;overflow:hidden;padding:0px 3px 0px 3px;vertical-align:bottom;text-align:center;">28</td> <td data-sheets-numberformat='{"1":2,"2":"0","3":1}' data-sheets-value='{"1":3,"3":38.28}' style="border-bottom:1px solid #000000;overflow:hidden;padding:0px 3px 0px 3px;vertical-align:bottom;text-align:center;">38</td> <td data-sheets-value='{"1":3,"3":26}' style="border-right:1px solid #000000;border-bottom:1px solid #000000;overflow:hidden;padding:0px 3px 0px 3px;vertical-align:bottom;text-align:center;">26</td> </tr> <tr style="height:20px;"> <td data-sheets-value='{"1":2,"2":"Polycarbonate "}' style="border-left:1px solid #000000;overflow:hidden;padding:0px 3px 0px 3px;vertical-align:bottom;">Polycarbonate </td> <td data-sheets-value='{"1":2,"2":"EW"}' style="overflow:hidden;padding:0px 3px 0px 3px;vertical-align:bottom;">EW</td> <td data-sheets-value='{"1":2,"2":"Clear (A)"}' style="overflow:hidden;padding:0px 3px 0px 3px;vertical-align:bottom;">Clear (A)</td> <td data-sheets-numberformat='{"1":2,"2":"0.00","3":1}' data-sheets-value='{"1":3,"3":1.19}' style="overflow:hidden;padding:0px 3px 0px 3px;vertical-align:bottom;text-align:center;">1.19</td> <td data-sheets-numberformat='{"1":2,"2":"0","3":1}' data-sheets-value='{"1":3,"3":36.08}' style="overflow:hidden;padding:0px 3px 0px 3px;vertical-align:bottom;text-align:center;">36</td> <td data-sheets-numberformat='{"1":2,"2":"0","3":1}' data-sheets-value='{"1":3,"3":54.78}' style="overflow:hidden;padding:0px 3px 0px 3px;vertical-align:bottom;text-align:center;">55</td> <td data-sheets-value='{"1":3,"3":24}' style="border-right:1px solid #000000;overflow:hidden;padding:0px 3px 0px 3px;vertical-align:bottom;text-align:center;">24</td> </tr> <tr style="height:20px;"> <td data-sheets-value='{"1":2,"2":"PC"}' style="border-left:1px solid #000000;overflow:hidden;padding:0px 3px 0px 3px;vertical-align:bottom;">PC</td> <td style="overflow:hidden;padding:0px 3px 0px 3px;vertical-align:bottom;"></td> <td data-sheets-value='{"1":2,"2":"Opal (D)"}' style="overflow:hidden;padding:0px 3px 0px 3px;vertical-align:bottom;">Opal (D)</td> <td data-sheets-numberformat='{"1":2,"2":"0.00","3":1}' data-sheets-value='{"1":3,"3":1.19}' style="overflow:hidden;padding:0px 3px 0px 3px;vertical-align:bottom;text-align:center;">1.19</td> <td data-sheets-numberformat='{"1":2,"2":"0","3":1}' data-sheets-value='{"1":3,"3":23.779999999999998}' style="overflow:hidden;padding:0px 3px 0px 3px;vertical-align:bottom;text-align:center;">24</td> <td data-sheets-numberformat='{"1":2,"2":"0","3":1}' data-sheets-value='{"1":3,"3":39.6}' style="overflow:hidden;padding:0px 3px 0px 3px;vertical-align:bottom;text-align:center;">40</td> <td data-sheets-value='{"1":3,"3":24}' style="border-right:1px solid #000000;overflow:hidden;padding:0px 3px 0px 3px;vertical-align:bottom;text-align:center;">24</td> </tr> <tr style="height:20px;"> <td style="border-left:1px solid #000000;overflow:hidden;padding:0px 3px 0px 3px;vertical-align:bottom;"></td> <td data-sheets-value='{"1":2,"2":"DW"}' style="overflow:hidden;padding:0px 3px 0px 3px;vertical-align:bottom;">DW</td> <td data-sheets-value='{"1":2,"2":"Clear (A/H)"}' style="overflow:hidden;padding:0px 3px 0px 3px;vertical-align:bottom;">Clear (A/H)</td> <td data-sheets-numberformat='{"1":2,"2":"0.00","3":1}' data-sheets-value='{"1":3,"3":0.98}' style="overflow:hidden;padding:0px 3px 0px 3px;vertical-align:bottom;text-align:center;">0.98</td> <td data-sheets-numberformat='{"1":2,"2":"0","3":1}' data-sheets-value='{"1":3,"3":32.39}' style="overflow:hidden;padding:0px 3px 0px 3px;vertical-align:bottom;text-align:center;">32</td> <td data-sheets-numberformat='{"1":2,"2":"0","3":1}' data-sheets-value='{"1":3,"3":47.52}' style="overflow:hidden;padding:0px 3px 0px 3px;vertical-align:bottom;text-align:center;">48</td> <td data-sheets-value='{"1":3,"3":26}' style="border-right:1px solid #000000;overflow:hidden;padding:0px 3px 0px 3px;vertical-align:bottom;text-align:center;">26</td> </tr> <tr style="height:20px;"> <td style="border-left:1px solid #000000;overflow:hidden;padding:0px 3px 0px 3px;vertical-align:bottom;"></td> <td style="overflow:hidden;padding:0px 3px 0px 3px;vertical-align:bottom;"></td> <td data-sheets-value='{"1":2,"2":"Clear (A/A)"}' style="overflow:hidden;padding:0px 3px 0px 3px;vertical-align:bottom;">Clear (A/A)</td> <td data-sheets-numberformat='{"1":2,"2":"0.00","3":1}' data-sheets-value='{"1":3,"3":0.98}' style="overflow:hidden;padding:0px 3px 0px 3px;vertical-align:bottom;text-align:center;">0.98</td> <td data-sheets-numberformat='{"1":2,"2":"0","3":1}' data-sheets-value='{"1":3,"3":31.569999999999997}' style="overflow:hidden;padding:0px 3px 0px 3px;vertical-align:bottom;text-align:center;">32</td> <td data-sheets-numberformat='{"1":2,"2":"0","3":1}' data-sheets-value='{"1":3,"3":45.54}' style="overflow:hidden;padding:0px 3px 0px 3px;vertical-align:bottom;text-align:center;">46</td> <td data-sheets-value='{"1":3,"3":26}' style="border-right:1px solid #000000;overflow:hidden;padding:0px 3px 0px 3px;vertical-align:bottom;text-align:center;">26</td> </tr> <tr style="height:20px;"> <td style="border-left:1px solid #000000;overflow:hidden;padding:0px 3px 0px 3px;vertical-align:bottom;"></td> <td style="overflow:hidden;padding:0px 3px 0px 3px;vertical-align:bottom;"></td> <td data-sheets-value='{"1":2,"2":"Opal (A/O)"}' style="overflow:hidden;padding:0px 3px 0px 3px;vertical-align:bottom;">Opal (A/O)</td> <td data-sheets-numberformat='{"1":2,"2":"0.00","3":1}' data-sheets-value='{"1":3,"3":0.98}' style="overflow:hidden;padding:0px 3px 0px 3px;vertical-align:bottom;text-align:center;">0.98</td> <td data-sheets-numberformat='{"1":2,"2":"0","3":1}' data-sheets-value='{"1":3,"3":29.93}' style="overflow:hidden;padding:0px 3px 0px 3px;vertical-align:bottom;text-align:center;">30</td> <td data-sheets-numberformat='{"1":2,"2":"0","3":1}' data-sheets-value='{"1":3,"3":41.580000000000005}' style="overflow:hidden;padding:0px 3px 0px 3px;vertical-align:bottom;text-align:center;">42</td> <td data-sheets-value='{"1":3,"3":26}' style="border-right:1px solid #000000;overflow:hidden;padding:0px 3px 0px 3px;vertical-align:bottom;text-align:center;">26</td> </tr> <tr style="height:20px;"> <td style="border-bottom:1px solid #000000;border-left:1px solid #000000;overflow:hidden;padding:0px 3px 0px 3px;vertical-align:bottom;"></td> <td style="border-bottom:1px solid #000000;overflow:hidden;padding:0px 3px 0px 3px;vertical-align:bottom;"></td> <td data-sheets-value='{"1":2,"2":"Opal (A/D)"}' style="border-bottom:1px solid #000000;overflow:hidden;padding:0px 3px 0px 3px;vertical-align:bottom;">Opal (A/D)</td> <td data-sheets-numberformat='{"1":2,"2":"0.00","3":1}' data-sheets-value='{"1":3,"3":0.98}' style="border-bottom:1px solid #000000;overflow:hidden;padding:0px 3px 0px 3px;vertical-align:bottom;text-align:center;">0.98</td> <td data-sheets-numberformat='{"1":2,"2":"0","3":1}' data-sheets-value='{"1":3,"3":20.91}' style="border-bottom:1px solid #000000;overflow:hidden;padding:0px 3px 0px 3px;vertical-align:bottom;text-align:center;">21</td> <td data-sheets-numberformat='{"1":2,"2":"0","3":1}' data-sheets-value='{"1":3,"3":33}' style="border-bottom:1px solid #000000;overflow:hidden;padding:0px 3px 0px 3px;vertical-align:bottom;text-align:center;">33</td> <td data-sheets-value='{"1":3,"3":26}' style="border-right:1px solid #000000;border-bottom:1px solid #000000;overflow:hidden;padding:0px 3px 0px 3px;vertical-align:bottom;text-align:center;">26</td> </tr> <tr style="height:20px;"> <td data-sheets-value='{"1":2,"2":"Polycarbonate"}' style="border-left:1px solid #000000;overflow:hidden;padding:0px 3px 0px 3px;vertical-align:bottom;">Polycarbonate</td> <td data-sheets-value='{"1":2,"2":"EW"}' style="overflow:hidden;padding:0px 3px 0px 3px;vertical-align:bottom;">EW</td> <td data-sheets-value='{"1":2,"2":"Heatstop Opal (T)"}' style="overflow:hidden;padding:0px 3px 0px 3px;vertical-align:bottom;">Heatstop Opal (T)</td> <td data-sheets-numberformat='{"1":2,"2":"0.00","3":1}' data-sheets-value='{"1":3,"3":1.19}' style="overflow:hidden;padding:0px 3px 0px 3px;vertical-align:bottom;text-align:center;">1.19</td> <td data-sheets-numberformat='{"1":2,"2":"0","3":1}' data-sheets-value='{"1":3,"3":20.09}' style="overflow:hidden;padding:0px 3px 0px 3px;vertical-align:bottom;text-align:center;">20</td> <td data-sheets-numberformat='{"1":2,"2":"0","3":1}' data-sheets-value='{"1":3,"3":38.940000000000005}' style="overflow:hidden;padding:0px 3px 0px 3px;vertical-align:bottom;text-align:center;">39</td> <td data-sheets-value='{"1":3,"3":24}' style="border-right:1px solid #000000;overflow:hidden;padding:0px 3px 0px 3px;vertical-align:bottom;text-align:center;">24</td> </tr> <tr style="height:20px;"> <td data-sheets-value='{"1":2,"2":"Heatstop PC"}' style="border-left:1px solid #000000;overflow:hidden;padding:0px 3px 0px 3px;vertical-align:bottom;">Heatstop PC</td> <td data-sheets-value='{"1":2,"2":"DW"}' style="overflow:hidden;padding:0px 3px 0px 3px;vertical-align:bottom;">DW</td> <td data-sheets-value='{"1":2,"2":"Clear (T/H)"}' style="overflow:hidden;padding:0px 3px 0px 3px;vertical-align:bottom;">Clear (T/H)</td> <td data-sheets-numberformat='{"1":2,"2":"0.00","3":1}' data-sheets-value='{"1":3,"3":0.98}' style="overflow:hidden;padding:0px 3px 0px 3px;vertical-align:bottom;text-align:center;">0.98</td> <td data-sheets-numberformat='{"1":2,"2":"0","3":1}' data-sheets-value='{"1":3,"3":18.04}' style="overflow:hidden;padding:0px 3px 0px 3px;vertical-align:bottom;text-align:center;">18</td> <td data-sheets-numberformat='{"1":2,"2":"0","3":1}' data-sheets-value='{"1":3,"3":33.660000000000004}' style="overflow:hidden;padding:0px 3px 0px 3px;vertical-align:bottom;text-align:center;">34</td> <td data-sheets-value='{"1":3,"3":26}' style="border-right:1px solid #000000;overflow:hidden;padding:0px 3px 0px 3px;vertical-align:bottom;text-align:center;">26</td> </tr> <tr style="height:20px;"> <td style="border-bottom:1px solid #000000;border-left:1px solid #000000;overflow:hidden;padding:0px 3px 0px 3px;vertical-align:bottom;"></td> <td style="border-bottom:1px solid #000000;overflow:hidden;padding:0px 3px 0px 3px;vertical-align:bottom;"></td> <td data-sheets-value='{"1":2,"2":"Opal (T/O)"}' style="border-bottom:1px solid #000000;overflow:hidden;padding:0px 3px 0px 3px;vertical-align:bottom;">Opal (T/O)</td> <td data-sheets-numberformat='{"1":2,"2":"0.00","3":1}' data-sheets-value='{"1":3,"3":0.98}' style="border-bottom:1px solid #000000;overflow:hidden;padding:0px 3px 0px 3px;vertical-align:bottom;text-align:center;">0.98</td> <td data-sheets-numberformat='{"1":2,"2":"0","3":1}' data-sheets-value='{"1":3,"3":16.81}' style="border-bottom:1px solid #000000;overflow:hidden;padding:0px 3px 0px 3px;vertical-align:bottom;text-align:center;">17</td> <td data-sheets-numberformat='{"1":2,"2":"0","3":1}' data-sheets-value='{"1":3,"3":29.700000000000003}' style="border-bottom:1px solid #000000;overflow:hidden;padding:0px 3px 0px 3px;vertical-align:bottom;text-align:center;">30</td> <td data-sheets-value='{"1":3,"3":26}' style="border-right:1px solid #000000;border-bottom:1px solid #000000;overflow:hidden;padding:0px 3px 0px 3px;vertical-align:bottom;text-align:center;">26</td> </tr> </tbody></table> | skylux-160-ce-met-koepel-en-metaalopstand-met-lm-motor-pvc-raam-type-ep25-en-windvang-1200-x-1500-mm | 8586000892237 | 46872281547085
Smoke and heat exhaust (SHEV) | SHE system | Skylux | Skylux 160° CE with skylight and metal curb with LM-actuator, PVC frame type EP25 and spoiler 1200 x 1800 mm |  | 50949 | 5412970509493 | 5765.65 | Yes | 30-45 | 123.76 | 1200 x 1800 mm | 1800 | 1200 |  | metal curb M30 (30 cm high) | Rectangular | 1.19 W/m²K - 0.98 W/m²K | 57% - 30% | 37% - 17% | 24dB - 26dB | 160° CE (for industry) | PVC frame EP25 | with spoiler | E | Single actuator | Maximum double-walled skylight possible for this product | Ut-value LT-value g-value Rw-value EN 1873 : 2014 EN ISO 13468 EN 16153 EN 410 EN 410 EN ISO 140-3 Material Walls Shells (W/m²K) (%) (%) (dB) Acrylic EW Clear (H) 1.19 37 57 24 PMMA Opal (O) 1.19 34 50 24 DW Clear (H/H) 0.98 33 50 26 Opal (O/O) 0.98 28 38 26 Polycarbonate EW Clear (A) 1.19 36 55 24 PC Opal (D) 1.19 24 40 24 DW Clear (A/H) 0.98 32 48 26 Clear (A/A) 0.98 32 46 26 Opal (A/O) 0.98 30 42 26 Opal (A/D) 0.98 21 33 26 Polycarbonate EW Heatstop Opal (T) 1.19 20 39 24 Heatstop PC DW Clear (T/H) 0.98 18 34 26 Opal (T/O) 0.98 17 30 26 | https://skylux.eu/en/products/skylux-160-ce-met-koepel-en-metaalopstand-met-lm-motor-pvc-raam-type-ep25-en-windvang-1200-x-1800-mm | https://skylux.eu/cdn/shop/files/Skylux-160deg-CE-met-koepel-en-metaalopstand-met-LM-motor-pvc-raam-type-EP25-en-windvang-1200-x-1800-mm-RWA-systeem.jpg?v=1702977167&width=1600 | https://skylux.eu/cdn/shop/files/e5a82811-1bb0-48e4-a776-cacb59c7c092_fd15db6a-ba46-4451-be9f-e804afc5aae8.jpg?v=1688550302&width=1600 | //skylux.eu/cdn/shop/files/E_MH_Mounting_instructions_Skylux_160_CE_LM.pdf?v=12406716259046007223 | //skylux.eu/cdn/shop/files/E_TD_Technical_File_Skylux_Skylux_160_CE_Electric.pdf?v=3667116872303399239 | <style type="text/css" id="isPasted"><!--td {border: 1px solid #cccccc;}br {mso-data-placement:same-cell;}--></style><table border="1" cellpadding="0" cellspacing="0" dir="ltr" style="table-layout:fixed;font-size:10pt;font-family:Arial;border-collapse:collapse;border:none;"><tbody> <tr style="height:20px;"> <td style="overflow:hidden;padding:0px 3px 0px 3px;vertical-align:bottom;"></td> <td style="overflow:hidden;padding:0px 3px 0px 3px;vertical-align:bottom;"></td> <td style="overflow:hidden;padding:0px 3px 0px 3px;vertical-align:bottom;"></td> <td data-sheets-value='{"1":2,"2":"Ut-value"}' style="overflow:hidden;padding:0px 3px 0px 3px;vertical-align:bottom;font-weight:bold;text-align:center;">Ut-value</td> <td data-sheets-value='{"1":2,"2":"LT-value"}' style="overflow:hidden;padding:0px 3px 0px 3px;vertical-align:bottom;font-weight:bold;text-align:center;">LT-value</td> <td data-sheets-value='{"1":2,"2":"g-value"}' style="overflow:hidden;padding:0px 3px 0px 3px;vertical-align:bottom;font-weight:bold;text-align:center;">g-value</td> <td data-sheets-value='{"1":2,"2":"Rw-value "}' style="overflow:hidden;padding:0px 3px 0px 3px;vertical-align:bottom;font-weight:bold;text-align:center;">Rw-value </td> </tr> <tr style="height:20px;"> <td style="overflow:hidden;padding:0px 3px 0px 3px;vertical-align:bottom;"></td> <td style="overflow:hidden;padding:0px 3px 0px 3px;vertical-align:bottom;"></td> <td style="overflow:hidden;padding:0px 3px 0px 3px;vertical-align:bottom;"></td> <td data-sheets-numberformat='{"1":2,"2":"0.00","3":1}' data-sheets-value='{"1":2,"2":"EN 1873 : 2014"}' style="overflow:hidden;padding:0px 3px 0px 3px;vertical-align:bottom;text-align:center;">EN 1873 : 2014</td> <td data-sheets-numberformat='{"1":2,"2":"0","3":1}' data-sheets-value='{"1":2,"2":"EN ISO 13468 EN 16153 EN 410"}' style="overflow:hidden;padding:0px 3px 0px 3px;vertical-align:bottom;text-align:center;">EN ISO 13468 EN 16153 EN 410</td> <td data-sheets-numberformat='{"1":2,"2":"0","3":1}' data-sheets-value='{"1":2,"2":"EN 410"}' style="overflow:hidden;padding:0px 3px 0px 3px;vertical-align:bottom;text-align:center;">EN 410</td> <td data-sheets-value='{"1":2,"2":"EN ISO 140-3\t\t"}' style="overflow:hidden;padding:0px 3px 0px 3px;vertical-align:bottom;text-align:center;">EN ISO 140-3 </td> </tr> <tr style="height:20px;"> <td data-sheets-value='{"1":2,"2":"Material"}' style="border-bottom:1px solid #000000;overflow:hidden;padding:0px 3px 0px 3px;vertical-align:bottom;background-color:#000000;font-weight:bold;color:#ffffff;">Material</td> <td data-sheets-value='{"1":2,"2":"Walls"}' style="border-bottom:1px solid #000000;overflow:hidden;padding:0px 3px 0px 3px;vertical-align:bottom;background-color:#000000;font-weight:bold;color:#ffffff;">Walls</td> <td data-sheets-value='{"1":2,"2":"Shells"}' style="border-bottom:1px solid #000000;overflow:hidden;padding:0px 3px 0px 3px;vertical-align:bottom;background-color:#000000;font-weight:bold;color:#ffffff;">Shells</td> <td data-sheets-numberformat='{"1":2,"2":"0.00","3":1}' data-sheets-value='{"1":2,"2":"(W/m²K)\t"}' style="border-bottom:1px solid #000000;overflow:hidden;padding:0px 3px 0px 3px;vertical-align:bottom;background-color:#000000;font-weight:bold;color:#ffffff;text-align:center;">(W/m²K) </td> <td data-sheets-numberformat='{"1":2,"2":"0","3":1}' data-sheets-value='{"1":2,"2":"(%)"}' style="border-bottom:1px solid #000000;overflow:hidden;padding:0px 3px 0px 3px;vertical-align:bottom;background-color:#000000;font-weight:bold;color:#ffffff;text-align:center;">(%)</td> <td data-sheets-numberformat='{"1":2,"2":"0","3":1}' data-sheets-value='{"1":2,"2":"(%)"}' style="border-bottom:1px solid #000000;overflow:hidden;padding:0px 3px 0px 3px;vertical-align:bottom;background-color:#000000;font-weight:bold;color:#ffffff;text-align:center;">(%)</td> <td data-sheets-value='{"1":2,"2":"(dB)"}' style="border-bottom:1px solid #000000;overflow:hidden;padding:0px 3px 0px 3px;vertical-align:bottom;background-color:#000000;font-weight:bold;color:#ffffff;text-align:center;">(dB)</td> </tr> <tr style="height:20px;"> <td data-sheets-value='{"1":2,"2":"Acrylic"}' style="border-left:1px solid #000000;overflow:hidden;padding:0px 3px 0px 3px;vertical-align:bottom;">Acrylic</td> <td data-sheets-value='{"1":2,"2":"EW"}' style="overflow:hidden;padding:0px 3px 0px 3px;vertical-align:bottom;">EW</td> <td data-sheets-value='{"1":2,"2":"Clear (H)"}' style="overflow:hidden;padding:0px 3px 0px 3px;vertical-align:bottom;">Clear (H)</td> <td data-sheets-numberformat='{"1":2,"2":"0.00","3":1}' data-sheets-value='{"1":3,"3":1.19}' style="overflow:hidden;padding:0px 3px 0px 3px;vertical-align:bottom;text-align:center;">1.19</td> <td data-sheets-numberformat='{"1":2,"2":"0","3":1}' data-sheets-value='{"1":3,"3":36.9}' style="overflow:hidden;padding:0px 3px 0px 3px;vertical-align:bottom;text-align:center;">37</td> <td data-sheets-numberformat='{"1":2,"2":"0","3":1}' data-sheets-value='{"1":3,"3":57.42}' style="overflow:hidden;padding:0px 3px 0px 3px;vertical-align:bottom;text-align:center;">57</td> <td data-sheets-value='{"1":3,"3":24}' style="border-right:1px solid #000000;overflow:hidden;padding:0px 3px 0px 3px;vertical-align:bottom;text-align:center;">24</td> </tr> <tr style="height:20px;"> <td data-sheets-value='{"1":2,"2":"PMMA"}' style="border-left:1px solid #000000;overflow:hidden;padding:0px 3px 0px 3px;vertical-align:bottom;">PMMA</td> <td style="overflow:hidden;padding:0px 3px 0px 3px;vertical-align:bottom;"></td> <td data-sheets-value='{"1":2,"2":"Opal (O)"}' style="overflow:hidden;padding:0px 3px 0px 3px;vertical-align:bottom;">Opal (O)</td> <td data-sheets-numberformat='{"1":2,"2":"0.00","3":1}' data-sheets-value='{"1":3,"3":1.19}' style="overflow:hidden;padding:0px 3px 0px 3px;vertical-align:bottom;text-align:center;">1.19</td> <td data-sheets-numberformat='{"1":2,"2":"0","3":1}' data-sheets-value='{"1":3,"3":34.03}' style="overflow:hidden;padding:0px 3px 0px 3px;vertical-align:bottom;text-align:center;">34</td> <td data-sheets-numberformat='{"1":2,"2":"0","3":1}' data-sheets-value='{"1":3,"3":50.160000000000004}' style="overflow:hidden;padding:0px 3px 0px 3px;vertical-align:bottom;text-align:center;">50</td> <td data-sheets-value='{"1":3,"3":24}' style="border-right:1px solid #000000;overflow:hidden;padding:0px 3px 0px 3px;vertical-align:bottom;text-align:center;">24</td> </tr> <tr style="height:20px;"> <td style="border-left:1px solid #000000;overflow:hidden;padding:0px 3px 0px 3px;vertical-align:bottom;"></td> <td data-sheets-value='{"1":2,"2":"DW"}' style="overflow:hidden;padding:0px 3px 0px 3px;vertical-align:bottom;">DW</td> <td data-sheets-value='{"1":2,"2":"Clear (H/H)"}' style="overflow:hidden;padding:0px 3px 0px 3px;vertical-align:bottom;">Clear (H/H)</td> <td data-sheets-numberformat='{"1":2,"2":"0.00","3":1}' data-sheets-value='{"1":3,"3":0.98}' style="overflow:hidden;padding:0px 3px 0px 3px;vertical-align:bottom;text-align:center;">0.98</td> <td data-sheets-numberformat='{"1":2,"2":"0","3":1}' data-sheets-value='{"1":3,"3":33.21}' style="overflow:hidden;padding:0px 3px 0px 3px;vertical-align:bottom;text-align:center;">33</td> <td data-sheets-numberformat='{"1":2,"2":"0","3":1}' data-sheets-value='{"1":3,"3":49.5}' style="overflow:hidden;padding:0px 3px 0px 3px;vertical-align:bottom;text-align:center;">50</td> <td data-sheets-value='{"1":3,"3":26}' style="border-right:1px solid #000000;overflow:hidden;padding:0px 3px 0px 3px;vertical-align:bottom;text-align:center;">26</td> </tr> <tr style="height:20px;"> <td style="border-bottom:1px solid #000000;border-left:1px solid #000000;overflow:hidden;padding:0px 3px 0px 3px;vertical-align:bottom;"></td> <td style="border-bottom:1px solid #000000;overflow:hidden;padding:0px 3px 0px 3px;vertical-align:bottom;"></td> <td data-sheets-value='{"1":2,"2":"Opal (O/O)"}' style="border-bottom:1px solid #000000;overflow:hidden;padding:0px 3px 0px 3px;vertical-align:bottom;">Opal (O/O)</td> <td data-sheets-numberformat='{"1":2,"2":"0.00","3":1}' data-sheets-value='{"1":3,"3":0.98}' style="border-bottom:1px solid #000000;overflow:hidden;padding:0px 3px 0px 3px;vertical-align:bottom;text-align:center;">0.98</td> <td data-sheets-numberformat='{"1":2,"2":"0","3":1}' data-sheets-value='{"1":3,"3":28.29}' style="border-bottom:1px solid #000000;overflow:hidden;padding:0px 3px 0px 3px;vertical-align:bottom;text-align:center;">28</td> <td data-sheets-numberformat='{"1":2,"2":"0","3":1}' data-sheets-value='{"1":3,"3":38.28}' style="border-bottom:1px solid #000000;overflow:hidden;padding:0px 3px 0px 3px;vertical-align:bottom;text-align:center;">38</td> <td data-sheets-value='{"1":3,"3":26}' style="border-right:1px solid #000000;border-bottom:1px solid #000000;overflow:hidden;padding:0px 3px 0px 3px;vertical-align:bottom;text-align:center;">26</td> </tr> <tr style="height:20px;"> <td data-sheets-value='{"1":2,"2":"Polycarbonate "}' style="border-left:1px solid #000000;overflow:hidden;padding:0px 3px 0px 3px;vertical-align:bottom;">Polycarbonate </td> <td data-sheets-value='{"1":2,"2":"EW"}' style="overflow:hidden;padding:0px 3px 0px 3px;vertical-align:bottom;">EW</td> <td data-sheets-value='{"1":2,"2":"Clear (A)"}' style="overflow:hidden;padding:0px 3px 0px 3px;vertical-align:bottom;">Clear (A)</td> <td data-sheets-numberformat='{"1":2,"2":"0.00","3":1}' data-sheets-value='{"1":3,"3":1.19}' style="overflow:hidden;padding:0px 3px 0px 3px;vertical-align:bottom;text-align:center;">1.19</td> <td data-sheets-numberformat='{"1":2,"2":"0","3":1}' data-sheets-value='{"1":3,"3":36.08}' style="overflow:hidden;padding:0px 3px 0px 3px;vertical-align:bottom;text-align:center;">36</td> <td data-sheets-numberformat='{"1":2,"2":"0","3":1}' data-sheets-value='{"1":3,"3":54.78}' style="overflow:hidden;padding:0px 3px 0px 3px;vertical-align:bottom;text-align:center;">55</td> <td data-sheets-value='{"1":3,"3":24}' style="border-right:1px solid #000000;overflow:hidden;padding:0px 3px 0px 3px;vertical-align:bottom;text-align:center;">24</td> </tr> <tr style="height:20px;"> <td data-sheets-value='{"1":2,"2":"PC"}' style="border-left:1px solid #000000;overflow:hidden;padding:0px 3px 0px 3px;vertical-align:bottom;">PC</td> <td style="overflow:hidden;padding:0px 3px 0px 3px;vertical-align:bottom;"></td> <td data-sheets-value='{"1":2,"2":"Opal (D)"}' style="overflow:hidden;padding:0px 3px 0px 3px;vertical-align:bottom;">Opal (D)</td> <td data-sheets-numberformat='{"1":2,"2":"0.00","3":1}' data-sheets-value='{"1":3,"3":1.19}' style="overflow:hidden;padding:0px 3px 0px 3px;vertical-align:bottom;text-align:center;">1.19</td> <td data-sheets-numberformat='{"1":2,"2":"0","3":1}' data-sheets-value='{"1":3,"3":23.779999999999998}' style="overflow:hidden;padding:0px 3px 0px 3px;vertical-align:bottom;text-align:center;">24</td> <td data-sheets-numberformat='{"1":2,"2":"0","3":1}' data-sheets-value='{"1":3,"3":39.6}' style="overflow:hidden;padding:0px 3px 0px 3px;vertical-align:bottom;text-align:center;">40</td> <td data-sheets-value='{"1":3,"3":24}' style="border-right:1px solid #000000;overflow:hidden;padding:0px 3px 0px 3px;vertical-align:bottom;text-align:center;">24</td> </tr> <tr style="height:20px;"> <td style="border-left:1px solid #000000;overflow:hidden;padding:0px 3px 0px 3px;vertical-align:bottom;"></td> <td data-sheets-value='{"1":2,"2":"DW"}' style="overflow:hidden;padding:0px 3px 0px 3px;vertical-align:bottom;">DW</td> <td data-sheets-value='{"1":2,"2":"Clear (A/H)"}' style="overflow:hidden;padding:0px 3px 0px 3px;vertical-align:bottom;">Clear (A/H)</td> <td data-sheets-numberformat='{"1":2,"2":"0.00","3":1}' data-sheets-value='{"1":3,"3":0.98}' style="overflow:hidden;padding:0px 3px 0px 3px;vertical-align:bottom;text-align:center;">0.98</td> <td data-sheets-numberformat='{"1":2,"2":"0","3":1}' data-sheets-value='{"1":3,"3":32.39}' style="overflow:hidden;padding:0px 3px 0px 3px;vertical-align:bottom;text-align:center;">32</td> <td data-sheets-numberformat='{"1":2,"2":"0","3":1}' data-sheets-value='{"1":3,"3":47.52}' style="overflow:hidden;padding:0px 3px 0px 3px;vertical-align:bottom;text-align:center;">48</td> <td data-sheets-value='{"1":3,"3":26}' style="border-right:1px solid #000000;overflow:hidden;padding:0px 3px 0px 3px;vertical-align:bottom;text-align:center;">26</td> </tr> <tr style="height:20px;"> <td style="border-left:1px solid #000000;overflow:hidden;padding:0px 3px 0px 3px;vertical-align:bottom;"></td> <td style="overflow:hidden;padding:0px 3px 0px 3px;vertical-align:bottom;"></td> <td data-sheets-value='{"1":2,"2":"Clear (A/A)"}' style="overflow:hidden;padding:0px 3px 0px 3px;vertical-align:bottom;">Clear (A/A)</td> <td data-sheets-numberformat='{"1":2,"2":"0.00","3":1}' data-sheets-value='{"1":3,"3":0.98}' style="overflow:hidden;padding:0px 3px 0px 3px;vertical-align:bottom;text-align:center;">0.98</td> <td data-sheets-numberformat='{"1":2,"2":"0","3":1}' data-sheets-value='{"1":3,"3":31.569999999999997}' style="overflow:hidden;padding:0px 3px 0px 3px;vertical-align:bottom;text-align:center;">32</td> <td data-sheets-numberformat='{"1":2,"2":"0","3":1}' data-sheets-value='{"1":3,"3":45.54}' style="overflow:hidden;padding:0px 3px 0px 3px;vertical-align:bottom;text-align:center;">46</td> <td data-sheets-value='{"1":3,"3":26}' style="border-right:1px solid #000000;overflow:hidden;padding:0px 3px 0px 3px;vertical-align:bottom;text-align:center;">26</td> </tr> <tr style="height:20px;"> <td style="border-left:1px solid #000000;overflow:hidden;padding:0px 3px 0px 3px;vertical-align:bottom;"></td> <td style="overflow:hidden;padding:0px 3px 0px 3px;vertical-align:bottom;"></td> <td data-sheets-value='{"1":2,"2":"Opal (A/O)"}' style="overflow:hidden;padding:0px 3px 0px 3px;vertical-align:bottom;">Opal (A/O)</td> <td data-sheets-numberformat='{"1":2,"2":"0.00","3":1}' data-sheets-value='{"1":3,"3":0.98}' style="overflow:hidden;padding:0px 3px 0px 3px;vertical-align:bottom;text-align:center;">0.98</td> <td data-sheets-numberformat='{"1":2,"2":"0","3":1}' data-sheets-value='{"1":3,"3":29.93}' style="overflow:hidden;padding:0px 3px 0px 3px;vertical-align:bottom;text-align:center;">30</td> <td data-sheets-numberformat='{"1":2,"2":"0","3":1}' data-sheets-value='{"1":3,"3":41.580000000000005}' style="overflow:hidden;padding:0px 3px 0px 3px;vertical-align:bottom;text-align:center;">42</td> <td data-sheets-value='{"1":3,"3":26}' style="border-right:1px solid #000000;overflow:hidden;padding:0px 3px 0px 3px;vertical-align:bottom;text-align:center;">26</td> </tr> <tr style="height:20px;"> <td style="border-bottom:1px solid #000000;border-left:1px solid #000000;overflow:hidden;padding:0px 3px 0px 3px;vertical-align:bottom;"></td> <td style="border-bottom:1px solid #000000;overflow:hidden;padding:0px 3px 0px 3px;vertical-align:bottom;"></td> <td data-sheets-value='{"1":2,"2":"Opal (A/D)"}' style="border-bottom:1px solid #000000;overflow:hidden;padding:0px 3px 0px 3px;vertical-align:bottom;">Opal (A/D)</td> <td data-sheets-numberformat='{"1":2,"2":"0.00","3":1}' data-sheets-value='{"1":3,"3":0.98}' style="border-bottom:1px solid #000000;overflow:hidden;padding:0px 3px 0px 3px;vertical-align:bottom;text-align:center;">0.98</td> <td data-sheets-numberformat='{"1":2,"2":"0","3":1}' data-sheets-value='{"1":3,"3":20.91}' style="border-bottom:1px solid #000000;overflow:hidden;padding:0px 3px 0px 3px;vertical-align:bottom;text-align:center;">21</td> <td data-sheets-numberformat='{"1":2,"2":"0","3":1}' data-sheets-value='{"1":3,"3":33}' style="border-bottom:1px solid #000000;overflow:hidden;padding:0px 3px 0px 3px;vertical-align:bottom;text-align:center;">33</td> <td data-sheets-value='{"1":3,"3":26}' style="border-right:1px solid #000000;border-bottom:1px solid #000000;overflow:hidden;padding:0px 3px 0px 3px;vertical-align:bottom;text-align:center;">26</td> </tr> <tr style="height:20px;"> <td data-sheets-value='{"1":2,"2":"Polycarbonate"}' style="border-left:1px solid #000000;overflow:hidden;padding:0px 3px 0px 3px;vertical-align:bottom;">Polycarbonate</td> <td data-sheets-value='{"1":2,"2":"EW"}' style="overflow:hidden;padding:0px 3px 0px 3px;vertical-align:bottom;">EW</td> <td data-sheets-value='{"1":2,"2":"Heatstop Opal (T)"}' style="overflow:hidden;padding:0px 3px 0px 3px;vertical-align:bottom;">Heatstop Opal (T)</td> <td data-sheets-numberformat='{"1":2,"2":"0.00","3":1}' data-sheets-value='{"1":3,"3":1.19}' style="overflow:hidden;padding:0px 3px 0px 3px;vertical-align:bottom;text-align:center;">1.19</td> <td data-sheets-numberformat='{"1":2,"2":"0","3":1}' data-sheets-value='{"1":3,"3":20.09}' style="overflow:hidden;padding:0px 3px 0px 3px;vertical-align:bottom;text-align:center;">20</td> <td data-sheets-numberformat='{"1":2,"2":"0","3":1}' data-sheets-value='{"1":3,"3":38.940000000000005}' style="overflow:hidden;padding:0px 3px 0px 3px;vertical-align:bottom;text-align:center;">39</td> <td data-sheets-value='{"1":3,"3":24}' style="border-right:1px solid #000000;overflow:hidden;padding:0px 3px 0px 3px;vertical-align:bottom;text-align:center;">24</td> </tr> <tr style="height:20px;"> <td data-sheets-value='{"1":2,"2":"Heatstop PC"}' style="border-left:1px solid #000000;overflow:hidden;padding:0px 3px 0px 3px;vertical-align:bottom;">Heatstop PC</td> <td data-sheets-value='{"1":2,"2":"DW"}' style="overflow:hidden;padding:0px 3px 0px 3px;vertical-align:bottom;">DW</td> <td data-sheets-value='{"1":2,"2":"Clear (T/H)"}' style="overflow:hidden;padding:0px 3px 0px 3px;vertical-align:bottom;">Clear (T/H)</td> <td data-sheets-numberformat='{"1":2,"2":"0.00","3":1}' data-sheets-value='{"1":3,"3":0.98}' style="overflow:hidden;padding:0px 3px 0px 3px;vertical-align:bottom;text-align:center;">0.98</td> <td data-sheets-numberformat='{"1":2,"2":"0","3":1}' data-sheets-value='{"1":3,"3":18.04}' style="overflow:hidden;padding:0px 3px 0px 3px;vertical-align:bottom;text-align:center;">18</td> <td data-sheets-numberformat='{"1":2,"2":"0","3":1}' data-sheets-value='{"1":3,"3":33.660000000000004}' style="overflow:hidden;padding:0px 3px 0px 3px;vertical-align:bottom;text-align:center;">34</td> <td data-sheets-value='{"1":3,"3":26}' style="border-right:1px solid #000000;overflow:hidden;padding:0px 3px 0px 3px;vertical-align:bottom;text-align:center;">26</td> </tr> <tr style="height:20px;"> <td style="border-bottom:1px solid #000000;border-left:1px solid #000000;overflow:hidden;padding:0px 3px 0px 3px;vertical-align:bottom;"></td> <td style="border-bottom:1px solid #000000;overflow:hidden;padding:0px 3px 0px 3px;vertical-align:bottom;"></td> <td data-sheets-value='{"1":2,"2":"Opal (T/O)"}' style="border-bottom:1px solid #000000;overflow:hidden;padding:0px 3px 0px 3px;vertical-align:bottom;">Opal (T/O)</td> <td data-sheets-numberformat='{"1":2,"2":"0.00","3":1}' data-sheets-value='{"1":3,"3":0.98}' style="border-bottom:1px solid #000000;overflow:hidden;padding:0px 3px 0px 3px;vertical-align:bottom;text-align:center;">0.98</td> <td data-sheets-numberformat='{"1":2,"2":"0","3":1}' data-sheets-value='{"1":3,"3":16.81}' style="border-bottom:1px solid #000000;overflow:hidden;padding:0px 3px 0px 3px;vertical-align:bottom;text-align:center;">17</td> <td data-sheets-numberformat='{"1":2,"2":"0","3":1}' data-sheets-value='{"1":3,"3":29.700000000000003}' style="border-bottom:1px solid #000000;overflow:hidden;padding:0px 3px 0px 3px;vertical-align:bottom;text-align:center;">30</td> <td data-sheets-value='{"1":3,"3":26}' style="border-right:1px solid #000000;border-bottom:1px solid #000000;overflow:hidden;padding:0px 3px 0px 3px;vertical-align:bottom;text-align:center;">26</td> </tr> </tbody></table> | skylux-160-ce-met-koepel-en-metaalopstand-met-lm-motor-pvc-raam-type-ep25-en-windvang-1200-x-1800-mm | 8586001023309 | 46872281710925
Smoke and heat exhaust (SHEV) | SHE system | Skylux | Skylux 160° CE with skylight and metal curb with LM-actuator, PVC frame type EP25 and spoiler 1200 x 2100 mm |  | 50950 | 5412970509509 | 6256.95 | Yes | 30-45 | 128.82 | 1200 x 2100 mm | 2100 | 1200 |  | metal curb M30 (30 cm high) | Rectangular | 1.19 W/m²K - 0.98 W/m²K | 57% - 30% | 37% - 17% | 24dB - 26dB | 160° CE (for industry) | PVC frame EP25 | with spoiler | E | Single actuator | Maximum double-walled skylight possible for this product | Ut-value LT-value g-value Rw-value EN 1873 : 2014 EN ISO 13468 EN 16153 EN 410 EN 410 EN ISO 140-3 Material Walls Shells (W/m²K) (%) (%) (dB) Acrylic EW Clear (H) 1.19 37 57 24 PMMA Opal (O) 1.19 34 50 24 DW Clear (H/H) 0.98 33 50 26 Opal (O/O) 0.98 28 38 26 Polycarbonate EW Clear (A) 1.19 36 55 24 PC Opal (D) 1.19 24 40 24 DW Clear (A/H) 0.98 32 48 26 Clear (A/A) 0.98 32 46 26 Opal (A/O) 0.98 30 42 26 Opal (A/D) 0.98 21 33 26 Polycarbonate EW Heatstop Opal (T) 1.19 20 39 24 Heatstop PC DW Clear (T/H) 0.98 18 34 26 Opal (T/O) 0.98 17 30 26 | https://skylux.eu/en/products/skylux-160-ce-met-koepel-en-metaalopstand-met-lm-motor-pvc-raam-type-ep25-en-windvang-1200-x-2100-mm | https://skylux.eu/cdn/shop/files/Skylux-160deg-CE-met-koepel-en-metaalopstand-met-LM-motor-pvc-raam-type-EP25-en-windvang-1200-x-2100-mm-RWA-systeem.jpg?v=1702977172&width=1600 | https://skylux.eu/cdn/shop/files/e5a82811-1bb0-48e4-a776-cacb59c7c092_cface2b4-daa0-459d-9b4d-ec643185e01c.jpg?v=1688550303&width=1600 | //skylux.eu/cdn/shop/files/E_MH_Mounting_instructions_Skylux_160_CE_LM.pdf?v=12406716259046007223 | //skylux.eu/cdn/shop/files/E_TD_Technical_File_Skylux_Skylux_160_CE_Electric.pdf?v=3667116872303399239 | <style type="text/css" id="isPasted"><!--td {border: 1px solid #cccccc;}br {mso-data-placement:same-cell;}--></style><table border="1" cellpadding="0" cellspacing="0" dir="ltr" style="table-layout:fixed;font-size:10pt;font-family:Arial;border-collapse:collapse;border:none;"><tbody> <tr style="height:20px;"> <td style="overflow:hidden;padding:0px 3px 0px 3px;vertical-align:bottom;"></td> <td style="overflow:hidden;padding:0px 3px 0px 3px;vertical-align:bottom;"></td> <td style="overflow:hidden;padding:0px 3px 0px 3px;vertical-align:bottom;"></td> <td data-sheets-value='{"1":2,"2":"Ut-value"}' style="overflow:hidden;padding:0px 3px 0px 3px;vertical-align:bottom;font-weight:bold;text-align:center;">Ut-value</td> <td data-sheets-value='{"1":2,"2":"LT-value"}' style="overflow:hidden;padding:0px 3px 0px 3px;vertical-align:bottom;font-weight:bold;text-align:center;">LT-value</td> <td data-sheets-value='{"1":2,"2":"g-value"}' style="overflow:hidden;padding:0px 3px 0px 3px;vertical-align:bottom;font-weight:bold;text-align:center;">g-value</td> <td data-sheets-value='{"1":2,"2":"Rw-value "}' style="overflow:hidden;padding:0px 3px 0px 3px;vertical-align:bottom;font-weight:bold;text-align:center;">Rw-value </td> </tr> <tr style="height:20px;"> <td style="overflow:hidden;padding:0px 3px 0px 3px;vertical-align:bottom;"></td> <td style="overflow:hidden;padding:0px 3px 0px 3px;vertical-align:bottom;"></td> <td style="overflow:hidden;padding:0px 3px 0px 3px;vertical-align:bottom;"></td> <td data-sheets-numberformat='{"1":2,"2":"0.00","3":1}' data-sheets-value='{"1":2,"2":"EN 1873 : 2014"}' style="overflow:hidden;padding:0px 3px 0px 3px;vertical-align:bottom;text-align:center;">EN 1873 : 2014</td> <td data-sheets-numberformat='{"1":2,"2":"0","3":1}' data-sheets-value='{"1":2,"2":"EN ISO 13468 EN 16153 EN 410"}' style="overflow:hidden;padding:0px 3px 0px 3px;vertical-align:bottom;text-align:center;">EN ISO 13468 EN 16153 EN 410</td> <td data-sheets-numberformat='{"1":2,"2":"0","3":1}' data-sheets-value='{"1":2,"2":"EN 410"}' style="overflow:hidden;padding:0px 3px 0px 3px;vertical-align:bottom;text-align:center;">EN 410</td> <td data-sheets-value='{"1":2,"2":"EN ISO 140-3\t\t"}' style="overflow:hidden;padding:0px 3px 0px 3px;vertical-align:bottom;text-align:center;">EN ISO 140-3 </td> </tr> <tr style="height:20px;"> <td data-sheets-value='{"1":2,"2":"Material"}' style="border-bottom:1px solid #000000;overflow:hidden;padding:0px 3px 0px 3px;vertical-align:bottom;background-color:#000000;font-weight:bold;color:#ffffff;">Material</td> <td data-sheets-value='{"1":2,"2":"Walls"}' style="border-bottom:1px solid #000000;overflow:hidden;padding:0px 3px 0px 3px;vertical-align:bottom;background-color:#000000;font-weight:bold;color:#ffffff;">Walls</td> <td data-sheets-value='{"1":2,"2":"Shells"}' style="border-bottom:1px solid #000000;overflow:hidden;padding:0px 3px 0px 3px;vertical-align:bottom;background-color:#000000;font-weight:bold;color:#ffffff;">Shells</td> <td data-sheets-numberformat='{"1":2,"2":"0.00","3":1}' data-sheets-value='{"1":2,"2":"(W/m²K)\t"}' style="border-bottom:1px solid #000000;overflow:hidden;padding:0px 3px 0px 3px;vertical-align:bottom;background-color:#000000;font-weight:bold;color:#ffffff;text-align:center;">(W/m²K) </td> <td data-sheets-numberformat='{"1":2,"2":"0","3":1}' data-sheets-value='{"1":2,"2":"(%)"}' style="border-bottom:1px solid #000000;overflow:hidden;padding:0px 3px 0px 3px;vertical-align:bottom;background-color:#000000;font-weight:bold;color:#ffffff;text-align:center;">(%)</td> <td data-sheets-numberformat='{"1":2,"2":"0","3":1}' data-sheets-value='{"1":2,"2":"(%)"}' style="border-bottom:1px solid #000000;overflow:hidden;padding:0px 3px 0px 3px;vertical-align:bottom;background-color:#000000;font-weight:bold;color:#ffffff;text-align:center;">(%)</td> <td data-sheets-value='{"1":2,"2":"(dB)"}' style="border-bottom:1px solid #000000;overflow:hidden;padding:0px 3px 0px 3px;vertical-align:bottom;background-color:#000000;font-weight:bold;color:#ffffff;text-align:center;">(dB)</td> </tr> <tr style="height:20px;"> <td data-sheets-value='{"1":2,"2":"Acrylic"}' style="border-left:1px solid #000000;overflow:hidden;padding:0px 3px 0px 3px;vertical-align:bottom;">Acrylic</td> <td data-sheets-value='{"1":2,"2":"EW"}' style="overflow:hidden;padding:0px 3px 0px 3px;vertical-align:bottom;">EW</td> <td data-sheets-value='{"1":2,"2":"Clear (H)"}' style="overflow:hidden;padding:0px 3px 0px 3px;vertical-align:bottom;">Clear (H)</td> <td data-sheets-numberformat='{"1":2,"2":"0.00","3":1}' data-sheets-value='{"1":3,"3":1.19}' style="overflow:hidden;padding:0px 3px 0px 3px;vertical-align:bottom;text-align:center;">1.19</td> <td data-sheets-numberformat='{"1":2,"2":"0","3":1}' data-sheets-value='{"1":3,"3":36.9}' style="overflow:hidden;padding:0px 3px 0px 3px;vertical-align:bottom;text-align:center;">37</td> <td data-sheets-numberformat='{"1":2,"2":"0","3":1}' data-sheets-value='{"1":3,"3":57.42}' style="overflow:hidden;padding:0px 3px 0px 3px;vertical-align:bottom;text-align:center;">57</td> <td data-sheets-value='{"1":3,"3":24}' style="border-right:1px solid #000000;overflow:hidden;padding:0px 3px 0px 3px;vertical-align:bottom;text-align:center;">24</td> </tr> <tr style="height:20px;"> <td data-sheets-value='{"1":2,"2":"PMMA"}' style="border-left:1px solid #000000;overflow:hidden;padding:0px 3px 0px 3px;vertical-align:bottom;">PMMA</td> <td style="overflow:hidden;padding:0px 3px 0px 3px;vertical-align:bottom;"></td> <td data-sheets-value='{"1":2,"2":"Opal (O)"}' style="overflow:hidden;padding:0px 3px 0px 3px;vertical-align:bottom;">Opal (O)</td> <td data-sheets-numberformat='{"1":2,"2":"0.00","3":1}' data-sheets-value='{"1":3,"3":1.19}' style="overflow:hidden;padding:0px 3px 0px 3px;vertical-align:bottom;text-align:center;">1.19</td> <td data-sheets-numberformat='{"1":2,"2":"0","3":1}' data-sheets-value='{"1":3,"3":34.03}' style="overflow:hidden;padding:0px 3px 0px 3px;vertical-align:bottom;text-align:center;">34</td> <td data-sheets-numberformat='{"1":2,"2":"0","3":1}' data-sheets-value='{"1":3,"3":50.160000000000004}' style="overflow:hidden;padding:0px 3px 0px 3px;vertical-align:bottom;text-align:center;">50</td> <td data-sheets-value='{"1":3,"3":24}' style="border-right:1px solid #000000;overflow:hidden;padding:0px 3px 0px 3px;vertical-align:bottom;text-align:center;">24</td> </tr> <tr style="height:20px;"> <td style="border-left:1px solid #000000;overflow:hidden;padding:0px 3px 0px 3px;vertical-align:bottom;"></td> <td data-sheets-value='{"1":2,"2":"DW"}' style="overflow:hidden;padding:0px 3px 0px 3px;vertical-align:bottom;">DW</td> <td data-sheets-value='{"1":2,"2":"Clear (H/H)"}' style="overflow:hidden;padding:0px 3px 0px 3px;vertical-align:bottom;">Clear (H/H)</td> <td data-sheets-numberformat='{"1":2,"2":"0.00","3":1}' data-sheets-value='{"1":3,"3":0.98}' style="overflow:hidden;padding:0px 3px 0px 3px;vertical-align:bottom;text-align:center;">0.98</td> <td data-sheets-numberformat='{"1":2,"2":"0","3":1}' data-sheets-value='{"1":3,"3":33.21}' style="overflow:hidden;padding:0px 3px 0px 3px;vertical-align:bottom;text-align:center;">33</td> <td data-sheets-numberformat='{"1":2,"2":"0","3":1}' data-sheets-value='{"1":3,"3":49.5}' style="overflow:hidden;padding:0px 3px 0px 3px;vertical-align:bottom;text-align:center;">50</td> <td data-sheets-value='{"1":3,"3":26}' style="border-right:1px solid #000000;overflow:hidden;padding:0px 3px 0px 3px;vertical-align:bottom;text-align:center;">26</td> </tr> <tr style="height:20px;"> <td style="border-bottom:1px solid #000000;border-left:1px solid #000000;overflow:hidden;padding:0px 3px 0px 3px;vertical-align:bottom;"></td> <td style="border-bottom:1px solid #000000;overflow:hidden;padding:0px 3px 0px 3px;vertical-align:bottom;"></td> <td data-sheets-value='{"1":2,"2":"Opal (O/O)"}' style="border-bottom:1px solid #000000;overflow:hidden;padding:0px 3px 0px 3px;vertical-align:bottom;">Opal (O/O)</td> <td data-sheets-numberformat='{"1":2,"2":"0.00","3":1}' data-sheets-value='{"1":3,"3":0.98}' style="border-bottom:1px solid #000000;overflow:hidden;padding:0px 3px 0px 3px;vertical-align:bottom;text-align:center;">0.98</td> <td data-sheets-numberformat='{"1":2,"2":"0","3":1}' data-sheets-value='{"1":3,"3":28.29}' style="border-bottom:1px solid #000000;overflow:hidden;padding:0px 3px 0px 3px;vertical-align:bottom;text-align:center;">28</td> <td data-sheets-numberformat='{"1":2,"2":"0","3":1}' data-sheets-value='{"1":3,"3":38.28}' style="border-bottom:1px solid #000000;overflow:hidden;padding:0px 3px 0px 3px;vertical-align:bottom;text-align:center;">38</td> <td data-sheets-value='{"1":3,"3":26}' style="border-right:1px solid #000000;border-bottom:1px solid #000000;overflow:hidden;padding:0px 3px 0px 3px;vertical-align:bottom;text-align:center;">26</td> </tr> <tr style="height:20px;"> <td data-sheets-value='{"1":2,"2":"Polycarbonate "}' style="border-left:1px solid #000000;overflow:hidden;padding:0px 3px 0px 3px;vertical-align:bottom;">Polycarbonate </td> <td data-sheets-value='{"1":2,"2":"EW"}' style="overflow:hidden;padding:0px 3px 0px 3px;vertical-align:bottom;">EW</td> <td data-sheets-value='{"1":2,"2":"Clear (A)"}' style="overflow:hidden;padding:0px 3px 0px 3px;vertical-align:bottom;">Clear (A)</td> <td data-sheets-numberformat='{"1":2,"2":"0.00","3":1}' data-sheets-value='{"1":3,"3":1.19}' style="overflow:hidden;padding:0px 3px 0px 3px;vertical-align:bottom;text-align:center;">1.19</td> <td data-sheets-numberformat='{"1":2,"2":"0","3":1}' data-sheets-value='{"1":3,"3":36.08}' style="overflow:hidden;padding:0px 3px 0px 3px;vertical-align:bottom;text-align:center;">36</td> <td data-sheets-numberformat='{"1":2,"2":"0","3":1}' data-sheets-value='{"1":3,"3":54.78}' style="overflow:hidden;padding:0px 3px 0px 3px;vertical-align:bottom;text-align:center;">55</td> <td data-sheets-value='{"1":3,"3":24}' style="border-right:1px solid #000000;overflow:hidden;padding:0px 3px 0px 3px;vertical-align:bottom;text-align:center;">24</td> </tr> <tr style="height:20px;"> <td data-sheets-value='{"1":2,"2":"PC"}' style="border-left:1px solid #000000;overflow:hidden;padding:0px 3px 0px 3px;vertical-align:bottom;">PC</td> <td style="overflow:hidden;padding:0px 3px 0px 3px;vertical-align:bottom;"></td> <td data-sheets-value='{"1":2,"2":"Opal (D)"}' style="overflow:hidden;padding:0px 3px 0px 3px;vertical-align:bottom;">Opal (D)</td> <td data-sheets-numberformat='{"1":2,"2":"0.00","3":1}' data-sheets-value='{"1":3,"3":1.19}' style="overflow:hidden;padding:0px 3px 0px 3px;vertical-align:bottom;text-align:center;">1.19</td> <td data-sheets-numberformat='{"1":2,"2":"0","3":1}' data-sheets-value='{"1":3,"3":23.779999999999998}' style="overflow:hidden;padding:0px 3px 0px 3px;vertical-align:bottom;text-align:center;">24</td> <td data-sheets-numberformat='{"1":2,"2":"0","3":1}' data-sheets-value='{"1":3,"3":39.6}' style="overflow:hidden;padding:0px 3px 0px 3px;vertical-align:bottom;text-align:center;">40</td> <td data-sheets-value='{"1":3,"3":24}' style="border-right:1px solid #000000;overflow:hidden;padding:0px 3px 0px 3px;vertical-align:bottom;text-align:center;">24</td> </tr> <tr style="height:20px;"> <td style="border-left:1px solid #000000;overflow:hidden;padding:0px 3px 0px 3px;vertical-align:bottom;"></td> <td data-sheets-value='{"1":2,"2":"DW"}' style="overflow:hidden;padding:0px 3px 0px 3px;vertical-align:bottom;">DW</td> <td data-sheets-value='{"1":2,"2":"Clear (A/H)"}' style="overflow:hidden;padding:0px 3px 0px 3px;vertical-align:bottom;">Clear (A/H)</td> <td data-sheets-numberformat='{"1":2,"2":"0.00","3":1}' data-sheets-value='{"1":3,"3":0.98}' style="overflow:hidden;padding:0px 3px 0px 3px;vertical-align:bottom;text-align:center;">0.98</td> <td data-sheets-numberformat='{"1":2,"2":"0","3":1}' data-sheets-value='{"1":3,"3":32.39}' style="overflow:hidden;padding:0px 3px 0px 3px;vertical-align:bottom;text-align:center;">32</td> <td data-sheets-numberformat='{"1":2,"2":"0","3":1}' data-sheets-value='{"1":3,"3":47.52}' style="overflow:hidden;padding:0px 3px 0px 3px;vertical-align:bottom;text-align:center;">48</td> <td data-sheets-value='{"1":3,"3":26}' style="border-right:1px solid #000000;overflow:hidden;padding:0px 3px 0px 3px;vertical-align:bottom;text-align:center;">26</td> </tr> <tr style="height:20px;"> <td style="border-left:1px solid #000000;overflow:hidden;padding:0px 3px 0px 3px;vertical-align:bottom;"></td> <td style="overflow:hidden;padding:0px 3px 0px 3px;vertical-align:bottom;"></td> <td data-sheets-value='{"1":2,"2":"Clear (A/A)"}' style="overflow:hidden;padding:0px 3px 0px 3px;vertical-align:bottom;">Clear (A/A)</td> <td data-sheets-numberformat='{"1":2,"2":"0.00","3":1}' data-sheets-value='{"1":3,"3":0.98}' style="overflow:hidden;padding:0px 3px 0px 3px;vertical-align:bottom;text-align:center;">0.98</td> <td data-sheets-numberformat='{"1":2,"2":"0","3":1}' data-sheets-value='{"1":3,"3":31.569999999999997}' style="overflow:hidden;padding:0px 3px 0px 3px;vertical-align:bottom;text-align:center;">32</td> <td data-sheets-numberformat='{"1":2,"2":"0","3":1}' data-sheets-value='{"1":3,"3":45.54}' style="overflow:hidden;padding:0px 3px 0px 3px;vertical-align:bottom;text-align:center;">46</td> <td data-sheets-value='{"1":3,"3":26}' style="border-right:1px solid #000000;overflow:hidden;padding:0px 3px 0px 3px;vertical-align:bottom;text-align:center;">26</td> </tr> <tr style="height:20px;"> <td style="border-left:1px solid #000000;overflow:hidden;padding:0px 3px 0px 3px;vertical-align:bottom;"></td> <td style="overflow:hidden;padding:0px 3px 0px 3px;vertical-align:bottom;"></td> <td data-sheets-value='{"1":2,"2":"Opal (A/O)"}' style="overflow:hidden;padding:0px 3px 0px 3px;vertical-align:bottom;">Opal (A/O)</td> <td data-sheets-numberformat='{"1":2,"2":"0.00","3":1}' data-sheets-value='{"1":3,"3":0.98}' style="overflow:hidden;padding:0px 3px 0px 3px;vertical-align:bottom;text-align:center;">0.98</td> <td data-sheets-numberformat='{"1":2,"2":"0","3":1}' data-sheets-value='{"1":3,"3":29.93}' style="overflow:hidden;padding:0px 3px 0px 3px;vertical-align:bottom;text-align:center;">30</td> <td data-sheets-numberformat='{"1":2,"2":"0","3":1}' data-sheets-value='{"1":3,"3":41.580000000000005}' style="overflow:hidden;padding:0px 3px 0px 3px;vertical-align:bottom;text-align:center;">42</td> <td data-sheets-value='{"1":3,"3":26}' style="border-right:1px solid #000000;overflow:hidden;padding:0px 3px 0px 3px;vertical-align:bottom;text-align:center;">26</td> </tr> <tr style="height:20px;"> <td style="border-bottom:1px solid #000000;border-left:1px solid #000000;overflow:hidden;padding:0px 3px 0px 3px;vertical-align:bottom;"></td> <td style="border-bottom:1px solid #000000;overflow:hidden;padding:0px 3px 0px 3px;vertical-align:bottom;"></td> <td data-sheets-value='{"1":2,"2":"Opal (A/D)"}' style="border-bottom:1px solid #000000;overflow:hidden;padding:0px 3px 0px 3px;vertical-align:bottom;">Opal (A/D)</td> <td data-sheets-numberformat='{"1":2,"2":"0.00","3":1}' data-sheets-value='{"1":3,"3":0.98}' style="border-bottom:1px solid #000000;overflow:hidden;padding:0px 3px 0px 3px;vertical-align:bottom;text-align:center;">0.98</td> <td data-sheets-numberformat='{"1":2,"2":"0","3":1}' data-sheets-value='{"1":3,"3":20.91}' style="border-bottom:1px solid #000000;overflow:hidden;padding:0px 3px 0px 3px;vertical-align:bottom;text-align:center;">21</td> <td data-sheets-numberformat='{"1":2,"2":"0","3":1}' data-sheets-value='{"1":3,"3":33}' style="border-bottom:1px solid #000000;overflow:hidden;padding:0px 3px 0px 3px;vertical-align:bottom;text-align:center;">33</td> <td data-sheets-value='{"1":3,"3":26}' style="border-right:1px solid #000000;border-bottom:1px solid #000000;overflow:hidden;padding:0px 3px 0px 3px;vertical-align:bottom;text-align:center;">26</td> </tr> <tr style="height:20px;"> <td data-sheets-value='{"1":2,"2":"Polycarbonate"}' style="border-left:1px solid #000000;overflow:hidden;padding:0px 3px 0px 3px;vertical-align:bottom;">Polycarbonate</td> <td data-sheets-value='{"1":2,"2":"EW"}' style="overflow:hidden;padding:0px 3px 0px 3px;vertical-align:bottom;">EW</td> <td data-sheets-value='{"1":2,"2":"Heatstop Opal (T)"}' style="overflow:hidden;padding:0px 3px 0px 3px;vertical-align:bottom;">Heatstop Opal (T)</td> <td data-sheets-numberformat='{"1":2,"2":"0.00","3":1}' data-sheets-value='{"1":3,"3":1.19}' style="overflow:hidden;padding:0px 3px 0px 3px;vertical-align:bottom;text-align:center;">1.19</td> <td data-sheets-numberformat='{"1":2,"2":"0","3":1}' data-sheets-value='{"1":3,"3":20.09}' style="overflow:hidden;padding:0px 3px 0px 3px;vertical-align:bottom;text-align:center;">20</td> <td data-sheets-numberformat='{"1":2,"2":"0","3":1}' data-sheets-value='{"1":3,"3":38.940000000000005}' style="overflow:hidden;padding:0px 3px 0px 3px;vertical-align:bottom;text-align:center;">39</td> <td data-sheets-value='{"1":3,"3":24}' style="border-right:1px solid #000000;overflow:hidden;padding:0px 3px 0px 3px;vertical-align:bottom;text-align:center;">24</td> </tr> <tr style="height:20px;"> <td data-sheets-value='{"1":2,"2":"Heatstop PC"}' style="border-left:1px solid #000000;overflow:hidden;padding:0px 3px 0px 3px;vertical-align:bottom;">Heatstop PC</td> <td data-sheets-value='{"1":2,"2":"DW"}' style="overflow:hidden;padding:0px 3px 0px 3px;vertical-align:bottom;">DW</td> <td data-sheets-value='{"1":2,"2":"Clear (T/H)"}' style="overflow:hidden;padding:0px 3px 0px 3px;vertical-align:bottom;">Clear (T/H)</td> <td data-sheets-numberformat='{"1":2,"2":"0.00","3":1}' data-sheets-value='{"1":3,"3":0.98}' style="overflow:hidden;padding:0px 3px 0px 3px;vertical-align:bottom;text-align:center;">0.98</td> <td data-sheets-numberformat='{"1":2,"2":"0","3":1}' data-sheets-value='{"1":3,"3":18.04}' style="overflow:hidden;padding:0px 3px 0px 3px;vertical-align:bottom;text-align:center;">18</td> <td data-sheets-numberformat='{"1":2,"2":"0","3":1}' data-sheets-value='{"1":3,"3":33.660000000000004}' style="overflow:hidden;padding:0px 3px 0px 3px;vertical-align:bottom;text-align:center;">34</td> <td data-sheets-value='{"1":3,"3":26}' style="border-right:1px solid #000000;overflow:hidden;padding:0px 3px 0px 3px;vertical-align:bottom;text-align:center;">26</td> </tr> <tr style="height:20px;"> <td style="border-bottom:1px solid #000000;border-left:1px solid #000000;overflow:hidden;padding:0px 3px 0px 3px;vertical-align:bottom;"></td> <td style="border-bottom:1px solid #000000;overflow:hidden;padding:0px 3px 0px 3px;vertical-align:bottom;"></td> <td data-sheets-value='{"1":2,"2":"Opal (T/O)"}' style="border-bottom:1px solid #000000;overflow:hidden;padding:0px 3px 0px 3px;vertical-align:bottom;">Opal (T/O)</td> <td data-sheets-numberformat='{"1":2,"2":"0.00","3":1}' data-sheets-value='{"1":3,"3":0.98}' style="border-bottom:1px solid #000000;overflow:hidden;padding:0px 3px 0px 3px;vertical-align:bottom;text-align:center;">0.98</td> <td data-sheets-numberformat='{"1":2,"2":"0","3":1}' data-sheets-value='{"1":3,"3":16.81}' style="border-bottom:1px solid #000000;overflow:hidden;padding:0px 3px 0px 3px;vertical-align:bottom;text-align:center;">17</td> <td data-sheets-numberformat='{"1":2,"2":"0","3":1}' data-sheets-value='{"1":3,"3":29.700000000000003}' style="border-bottom:1px solid #000000;overflow:hidden;padding:0px 3px 0px 3px;vertical-align:bottom;text-align:center;">30</td> <td data-sheets-value='{"1":3,"3":26}' style="border-right:1px solid #000000;border-bottom:1px solid #000000;overflow:hidden;padding:0px 3px 0px 3px;vertical-align:bottom;text-align:center;">26</td> </tr> </tbody></table> | skylux-160-ce-met-koepel-en-metaalopstand-met-lm-motor-pvc-raam-type-ep25-en-windvang-1200-x-2100-mm | 8586001121613 | 46872281841997
Smoke and heat exhaust (SHEV) | SHE system | Skylux | Skylux 160° CE with skylight and metal curb with LM-actuator, PVC frame type EP25 and spoiler 1300 x 1300 mm |  | 50952 | 5412970509523 | 4755.3 | Yes | 30-45 | 98.36 | 1300 x 1300 mm | 1300 | 1300 |  | metal curb M30 (30 cm high) | Square | 1.19 W/m²K - 0.98 W/m²K | 57% - 30% | 37% - 17% | 24dB - 26dB | 160° CE (for industry) | PVC frame EP25 | with spoiler | E | Single actuator | Maximum double-walled skylight possible for this product | Ut-value LT-value g-value Rw-value EN 1873 : 2014 EN ISO 13468 EN 16153 EN 410 EN 410 EN ISO 140-3 Material Walls Shells (W/m²K) (%) (%) (dB) Acrylic EW Clear (H) 1.19 37 57 24 PMMA Opal (O) 1.19 34 50 24 DW Clear (H/H) 0.98 33 50 26 Opal (O/O) 0.98 28 38 26 Polycarbonate EW Clear (A) 1.19 36 55 24 PC Opal (D) 1.19 24 40 24 DW Clear (A/H) 0.98 32 48 26 Clear (A/A) 0.98 32 46 26 Opal (A/O) 0.98 30 42 26 Opal (A/D) 0.98 21 33 26 Polycarbonate EW Heatstop Opal (T) 1.19 20 39 24 Heatstop PC DW Clear (T/H) 0.98 18 34 26 Opal (T/O) 0.98 17 30 26 | https://skylux.eu/en/products/skylux-160-ce-met-koepel-en-metaalopstand-met-lm-motor-pvc-raam-type-ep25-en-windvang-1300-x-1300-mm | https://skylux.eu/cdn/shop/files/Skylux-160deg-CE-met-koepel-en-metaalopstand-met-LM-motor-pvc-raam-type-EP25-en-windvang-1300-x-1300-mm-RWA-systeem.jpg?v=1702977183&width=1600 | https://skylux.eu/cdn/shop/files/e5a82811-1bb0-48e4-a776-cacb59c7c092_cfa2b417-c109-4ff1-9d9d-17904c5583d0.jpg?v=1688550306&width=1600 | //skylux.eu/cdn/shop/files/E_MH_Mounting_instructions_Skylux_160_CE_LM.pdf?v=12406716259046007223 | //skylux.eu/cdn/shop/files/E_TD_Technical_File_Skylux_Skylux_160_CE_Electric.pdf?v=3667116872303399239 | <style type="text/css" id="isPasted"><!--td {border: 1px solid #cccccc;}br {mso-data-placement:same-cell;}--></style><table border="1" cellpadding="0" cellspacing="0" dir="ltr" style="table-layout:fixed;font-size:10pt;font-family:Arial;border-collapse:collapse;border:none;"><tbody> <tr style="height:20px;"> <td style="overflow:hidden;padding:0px 3px 0px 3px;vertical-align:bottom;"></td> <td style="overflow:hidden;padding:0px 3px 0px 3px;vertical-align:bottom;"></td> <td style="overflow:hidden;padding:0px 3px 0px 3px;vertical-align:bottom;"></td> <td data-sheets-value='{"1":2,"2":"Ut-value"}' style="overflow:hidden;padding:0px 3px 0px 3px;vertical-align:bottom;font-weight:bold;text-align:center;">Ut-value</td> <td data-sheets-value='{"1":2,"2":"LT-value"}' style="overflow:hidden;padding:0px 3px 0px 3px;vertical-align:bottom;font-weight:bold;text-align:center;">LT-value</td> <td data-sheets-value='{"1":2,"2":"g-value"}' style="overflow:hidden;padding:0px 3px 0px 3px;vertical-align:bottom;font-weight:bold;text-align:center;">g-value</td> <td data-sheets-value='{"1":2,"2":"Rw-value "}' style="overflow:hidden;padding:0px 3px 0px 3px;vertical-align:bottom;font-weight:bold;text-align:center;">Rw-value </td> </tr> <tr style="height:20px;"> <td style="overflow:hidden;padding:0px 3px 0px 3px;vertical-align:bottom;"></td> <td style="overflow:hidden;padding:0px 3px 0px 3px;vertical-align:bottom;"></td> <td style="overflow:hidden;padding:0px 3px 0px 3px;vertical-align:bottom;"></td> <td data-sheets-numberformat='{"1":2,"2":"0.00","3":1}' data-sheets-value='{"1":2,"2":"EN 1873 : 2014"}' style="overflow:hidden;padding:0px 3px 0px 3px;vertical-align:bottom;text-align:center;">EN 1873 : 2014</td> <td data-sheets-numberformat='{"1":2,"2":"0","3":1}' data-sheets-value='{"1":2,"2":"EN ISO 13468 EN 16153 EN 410"}' style="overflow:hidden;padding:0px 3px 0px 3px;vertical-align:bottom;text-align:center;">EN ISO 13468 EN 16153 EN 410</td> <td data-sheets-numberformat='{"1":2,"2":"0","3":1}' data-sheets-value='{"1":2,"2":"EN 410"}' style="overflow:hidden;padding:0px 3px 0px 3px;vertical-align:bottom;text-align:center;">EN 410</td> <td data-sheets-value='{"1":2,"2":"EN ISO 140-3\t\t"}' style="overflow:hidden;padding:0px 3px 0px 3px;vertical-align:bottom;text-align:center;">EN ISO 140-3 </td> </tr> <tr style="height:20px;"> <td data-sheets-value='{"1":2,"2":"Material"}' style="border-bottom:1px solid #000000;overflow:hidden;padding:0px 3px 0px 3px;vertical-align:bottom;background-color:#000000;font-weight:bold;color:#ffffff;">Material</td> <td data-sheets-value='{"1":2,"2":"Walls"}' style="border-bottom:1px solid #000000;overflow:hidden;padding:0px 3px 0px 3px;vertical-align:bottom;background-color:#000000;font-weight:bold;color:#ffffff;">Walls</td> <td data-sheets-value='{"1":2,"2":"Shells"}' style="border-bottom:1px solid #000000;overflow:hidden;padding:0px 3px 0px 3px;vertical-align:bottom;background-color:#000000;font-weight:bold;color:#ffffff;">Shells</td> <td data-sheets-numberformat='{"1":2,"2":"0.00","3":1}' data-sheets-value='{"1":2,"2":"(W/m²K)\t"}' style="border-bottom:1px solid #000000;overflow:hidden;padding:0px 3px 0px 3px;vertical-align:bottom;background-color:#000000;font-weight:bold;color:#ffffff;text-align:center;">(W/m²K) </td> <td data-sheets-numberformat='{"1":2,"2":"0","3":1}' data-sheets-value='{"1":2,"2":"(%)"}' style="border-bottom:1px solid #000000;overflow:hidden;padding:0px 3px 0px 3px;vertical-align:bottom;background-color:#000000;font-weight:bold;color:#ffffff;text-align:center;">(%)</td> <td data-sheets-numberformat='{"1":2,"2":"0","3":1}' data-sheets-value='{"1":2,"2":"(%)"}' style="border-bottom:1px solid #000000;overflow:hidden;padding:0px 3px 0px 3px;vertical-align:bottom;background-color:#000000;font-weight:bold;color:#ffffff;text-align:center;">(%)</td> <td data-sheets-value='{"1":2,"2":"(dB)"}' style="border-bottom:1px solid #000000;overflow:hidden;padding:0px 3px 0px 3px;vertical-align:bottom;background-color:#000000;font-weight:bold;color:#ffffff;text-align:center;">(dB)</td> </tr> <tr style="height:20px;"> <td data-sheets-value='{"1":2,"2":"Acrylic"}' style="border-left:1px solid #000000;overflow:hidden;padding:0px 3px 0px 3px;vertical-align:bottom;">Acrylic</td> <td data-sheets-value='{"1":2,"2":"EW"}' style="overflow:hidden;padding:0px 3px 0px 3px;vertical-align:bottom;">EW</td> <td data-sheets-value='{"1":2,"2":"Clear (H)"}' style="overflow:hidden;padding:0px 3px 0px 3px;vertical-align:bottom;">Clear (H)</td> <td data-sheets-numberformat='{"1":2,"2":"0.00","3":1}' data-sheets-value='{"1":3,"3":1.19}' style="overflow:hidden;padding:0px 3px 0px 3px;vertical-align:bottom;text-align:center;">1.19</td> <td data-sheets-numberformat='{"1":2,"2":"0","3":1}' data-sheets-value='{"1":3,"3":36.9}' style="overflow:hidden;padding:0px 3px 0px 3px;vertical-align:bottom;text-align:center;">37</td> <td data-sheets-numberformat='{"1":2,"2":"0","3":1}' data-sheets-value='{"1":3,"3":57.42}' style="overflow:hidden;padding:0px 3px 0px 3px;vertical-align:bottom;text-align:center;">57</td> <td data-sheets-value='{"1":3,"3":24}' style="border-right:1px solid #000000;overflow:hidden;padding:0px 3px 0px 3px;vertical-align:bottom;text-align:center;">24</td> </tr> <tr style="height:20px;"> <td data-sheets-value='{"1":2,"2":"PMMA"}' style="border-left:1px solid #000000;overflow:hidden;padding:0px 3px 0px 3px;vertical-align:bottom;">PMMA</td> <td style="overflow:hidden;padding:0px 3px 0px 3px;vertical-align:bottom;"></td> <td data-sheets-value='{"1":2,"2":"Opal (O)"}' style="overflow:hidden;padding:0px 3px 0px 3px;vertical-align:bottom;">Opal (O)</td> <td data-sheets-numberformat='{"1":2,"2":"0.00","3":1}' data-sheets-value='{"1":3,"3":1.19}' style="overflow:hidden;padding:0px 3px 0px 3px;vertical-align:bottom;text-align:center;">1.19</td> <td data-sheets-numberformat='{"1":2,"2":"0","3":1}' data-sheets-value='{"1":3,"3":34.03}' style="overflow:hidden;padding:0px 3px 0px 3px;vertical-align:bottom;text-align:center;">34</td> <td data-sheets-numberformat='{"1":2,"2":"0","3":1}' data-sheets-value='{"1":3,"3":50.160000000000004}' style="overflow:hidden;padding:0px 3px 0px 3px;vertical-align:bottom;text-align:center;">50</td> <td data-sheets-value='{"1":3,"3":24}' style="border-right:1px solid #000000;overflow:hidden;padding:0px 3px 0px 3px;vertical-align:bottom;text-align:center;">24</td> </tr> <tr style="height:20px;"> <td style="border-left:1px solid #000000;overflow:hidden;padding:0px 3px 0px 3px;vertical-align:bottom;"></td> <td data-sheets-value='{"1":2,"2":"DW"}' style="overflow:hidden;padding:0px 3px 0px 3px;vertical-align:bottom;">DW</td> <td data-sheets-value='{"1":2,"2":"Clear (H/H)"}' style="overflow:hidden;padding:0px 3px 0px 3px;vertical-align:bottom;">Clear (H/H)</td> <td data-sheets-numberformat='{"1":2,"2":"0.00","3":1}' data-sheets-value='{"1":3,"3":0.98}' style="overflow:hidden;padding:0px 3px 0px 3px;vertical-align:bottom;text-align:center;">0.98</td> <td data-sheets-numberformat='{"1":2,"2":"0","3":1}' data-sheets-value='{"1":3,"3":33.21}' style="overflow:hidden;padding:0px 3px 0px 3px;vertical-align:bottom;text-align:center;">33</td> <td data-sheets-numberformat='{"1":2,"2":"0","3":1}' data-sheets-value='{"1":3,"3":49.5}' style="overflow:hidden;padding:0px 3px 0px 3px;vertical-align:bottom;text-align:center;">50</td> <td data-sheets-value='{"1":3,"3":26}' style="border-right:1px solid #000000;overflow:hidden;padding:0px 3px 0px 3px;vertical-align:bottom;text-align:center;">26</td> </tr> <tr style="height:20px;"> <td style="border-bottom:1px solid #000000;border-left:1px solid #000000;overflow:hidden;padding:0px 3px 0px 3px;vertical-align:bottom;"></td> <td style="border-bottom:1px solid #000000;overflow:hidden;padding:0px 3px 0px 3px;vertical-align:bottom;"></td> <td data-sheets-value='{"1":2,"2":"Opal (O/O)"}' style="border-bottom:1px solid #000000;overflow:hidden;padding:0px 3px 0px 3px;vertical-align:bottom;">Opal (O/O)</td> <td data-sheets-numberformat='{"1":2,"2":"0.00","3":1}' data-sheets-value='{"1":3,"3":0.98}' style="border-bottom:1px solid #000000;overflow:hidden;padding:0px 3px 0px 3px;vertical-align:bottom;text-align:center;">0.98</td> <td data-sheets-numberformat='{"1":2,"2":"0","3":1}' data-sheets-value='{"1":3,"3":28.29}' style="border-bottom:1px solid #000000;overflow:hidden;padding:0px 3px 0px 3px;vertical-align:bottom;text-align:center;">28</td> <td data-sheets-numberformat='{"1":2,"2":"0","3":1}' data-sheets-value='{"1":3,"3":38.28}' style="border-bottom:1px solid #000000;overflow:hidden;padding:0px 3px 0px 3px;vertical-align:bottom;text-align:center;">38</td> <td data-sheets-value='{"1":3,"3":26}' style="border-right:1px solid #000000;border-bottom:1px solid #000000;overflow:hidden;padding:0px 3px 0px 3px;vertical-align:bottom;text-align:center;">26</td> </tr> <tr style="height:20px;"> <td data-sheets-value='{"1":2,"2":"Polycarbonate "}' style="border-left:1px solid #000000;overflow:hidden;padding:0px 3px 0px 3px;vertical-align:bottom;">Polycarbonate </td> <td data-sheets-value='{"1":2,"2":"EW"}' style="overflow:hidden;padding:0px 3px 0px 3px;vertical-align:bottom;">EW</td> <td data-sheets-value='{"1":2,"2":"Clear (A)"}' style="overflow:hidden;padding:0px 3px 0px 3px;vertical-align:bottom;">Clear (A)</td> <td data-sheets-numberformat='{"1":2,"2":"0.00","3":1}' data-sheets-value='{"1":3,"3":1.19}' style="overflow:hidden;padding:0px 3px 0px 3px;vertical-align:bottom;text-align:center;">1.19</td> <td data-sheets-numberformat='{"1":2,"2":"0","3":1}' data-sheets-value='{"1":3,"3":36.08}' style="overflow:hidden;padding:0px 3px 0px 3px;vertical-align:bottom;text-align:center;">36</td> <td data-sheets-numberformat='{"1":2,"2":"0","3":1}' data-sheets-value='{"1":3,"3":54.78}' style="overflow:hidden;padding:0px 3px 0px 3px;vertical-align:bottom;text-align:center;">55</td> <td data-sheets-value='{"1":3,"3":24}' style="border-right:1px solid #000000;overflow:hidden;padding:0px 3px 0px 3px;vertical-align:bottom;text-align:center;">24</td> </tr> <tr style="height:20px;"> <td data-sheets-value='{"1":2,"2":"PC"}' style="border-left:1px solid #000000;overflow:hidden;padding:0px 3px 0px 3px;vertical-align:bottom;">PC</td> <td style="overflow:hidden;padding:0px 3px 0px 3px;vertical-align:bottom;"></td> <td data-sheets-value='{"1":2,"2":"Opal (D)"}' style="overflow:hidden;padding:0px 3px 0px 3px;vertical-align:bottom;">Opal (D)</td> <td data-sheets-numberformat='{"1":2,"2":"0.00","3":1}' data-sheets-value='{"1":3,"3":1.19}' style="overflow:hidden;padding:0px 3px 0px 3px;vertical-align:bottom;text-align:center;">1.19</td> <td data-sheets-numberformat='{"1":2,"2":"0","3":1}' data-sheets-value='{"1":3,"3":23.779999999999998}' style="overflow:hidden;padding:0px 3px 0px 3px;vertical-align:bottom;text-align:center;">24</td> <td data-sheets-numberformat='{"1":2,"2":"0","3":1}' data-sheets-value='{"1":3,"3":39.6}' style="overflow:hidden;padding:0px 3px 0px 3px;vertical-align:bottom;text-align:center;">40</td> <td data-sheets-value='{"1":3,"3":24}' style="border-right:1px solid #000000;overflow:hidden;padding:0px 3px 0px 3px;vertical-align:bottom;text-align:center;">24</td> </tr> <tr style="height:20px;"> <td style="border-left:1px solid #000000;overflow:hidden;padding:0px 3px 0px 3px;vertical-align:bottom;"></td> <td data-sheets-value='{"1":2,"2":"DW"}' style="overflow:hidden;padding:0px 3px 0px 3px;vertical-align:bottom;">DW</td> <td data-sheets-value='{"1":2,"2":"Clear (A/H)"}' style="overflow:hidden;padding:0px 3px 0px 3px;vertical-align:bottom;">Clear (A/H)</td> <td data-sheets-numberformat='{"1":2,"2":"0.00","3":1}' data-sheets-value='{"1":3,"3":0.98}' style="overflow:hidden;padding:0px 3px 0px 3px;vertical-align:bottom;text-align:center;">0.98</td> <td data-sheets-numberformat='{"1":2,"2":"0","3":1}' data-sheets-value='{"1":3,"3":32.39}' style="overflow:hidden;padding:0px 3px 0px 3px;vertical-align:bottom;text-align:center;">32</td> <td data-sheets-numberformat='{"1":2,"2":"0","3":1}' data-sheets-value='{"1":3,"3":47.52}' style="overflow:hidden;padding:0px 3px 0px 3px;vertical-align:bottom;text-align:center;">48</td> <td data-sheets-value='{"1":3,"3":26}' style="border-right:1px solid #000000;overflow:hidden;padding:0px 3px 0px 3px;vertical-align:bottom;text-align:center;">26</td> </tr> <tr style="height:20px;"> <td style="border-left:1px solid #000000;overflow:hidden;padding:0px 3px 0px 3px;vertical-align:bottom;"></td> <td style="overflow:hidden;padding:0px 3px 0px 3px;vertical-align:bottom;"></td> <td data-sheets-value='{"1":2,"2":"Clear (A/A)"}' style="overflow:hidden;padding:0px 3px 0px 3px;vertical-align:bottom;">Clear (A/A)</td> <td data-sheets-numberformat='{"1":2,"2":"0.00","3":1}' data-sheets-value='{"1":3,"3":0.98}' style="overflow:hidden;padding:0px 3px 0px 3px;vertical-align:bottom;text-align:center;">0.98</td> <td data-sheets-numberformat='{"1":2,"2":"0","3":1}' data-sheets-value='{"1":3,"3":31.569999999999997}' style="overflow:hidden;padding:0px 3px 0px 3px;vertical-align:bottom;text-align:center;">32</td> <td data-sheets-numberformat='{"1":2,"2":"0","3":1}' data-sheets-value='{"1":3,"3":45.54}' style="overflow:hidden;padding:0px 3px 0px 3px;vertical-align:bottom;text-align:center;">46</td> <td data-sheets-value='{"1":3,"3":26}' style="border-right:1px solid #000000;overflow:hidden;padding:0px 3px 0px 3px;vertical-align:bottom;text-align:center;">26</td> </tr> <tr style="height:20px;"> <td style="border-left:1px solid #000000;overflow:hidden;padding:0px 3px 0px 3px;vertical-align:bottom;"></td> <td style="overflow:hidden;padding:0px 3px 0px 3px;vertical-align:bottom;"></td> <td data-sheets-value='{"1":2,"2":"Opal (A/O)"}' style="overflow:hidden;padding:0px 3px 0px 3px;vertical-align:bottom;">Opal (A/O)</td> <td data-sheets-numberformat='{"1":2,"2":"0.00","3":1}' data-sheets-value='{"1":3,"3":0.98}' style="overflow:hidden;padding:0px 3px 0px 3px;vertical-align:bottom;text-align:center;">0.98</td> <td data-sheets-numberformat='{"1":2,"2":"0","3":1}' data-sheets-value='{"1":3,"3":29.93}' style="overflow:hidden;padding:0px 3px 0px 3px;vertical-align:bottom;text-align:center;">30</td> <td data-sheets-numberformat='{"1":2,"2":"0","3":1}' data-sheets-value='{"1":3,"3":41.580000000000005}' style="overflow:hidden;padding:0px 3px 0px 3px;vertical-align:bottom;text-align:center;">42</td> <td data-sheets-value='{"1":3,"3":26}' style="border-right:1px solid #000000;overflow:hidden;padding:0px 3px 0px 3px;vertical-align:bottom;text-align:center;">26</td> </tr> <tr style="height:20px;"> <td style="border-bottom:1px solid #000000;border-left:1px solid #000000;overflow:hidden;padding:0px 3px 0px 3px;vertical-align:bottom;"></td> <td style="border-bottom:1px solid #000000;overflow:hidden;padding:0px 3px 0px 3px;vertical-align:bottom;"></td> <td data-sheets-value='{"1":2,"2":"Opal (A/D)"}' style="border-bottom:1px solid #000000;overflow:hidden;padding:0px 3px 0px 3px;vertical-align:bottom;">Opal (A/D)</td> <td data-sheets-numberformat='{"1":2,"2":"0.00","3":1}' data-sheets-value='{"1":3,"3":0.98}' style="border-bottom:1px solid #000000;overflow:hidden;padding:0px 3px 0px 3px;vertical-align:bottom;text-align:center;">0.98</td> <td data-sheets-numberformat='{"1":2,"2":"0","3":1}' data-sheets-value='{"1":3,"3":20.91}' style="border-bottom:1px solid #000000;overflow:hidden;padding:0px 3px 0px 3px;vertical-align:bottom;text-align:center;">21</td> <td data-sheets-numberformat='{"1":2,"2":"0","3":1}' data-sheets-value='{"1":3,"3":33}' style="border-bottom:1px solid #000000;overflow:hidden;padding:0px 3px 0px 3px;vertical-align:bottom;text-align:center;">33</td> <td data-sheets-value='{"1":3,"3":26}' style="border-right:1px solid #000000;border-bottom:1px solid #000000;overflow:hidden;padding:0px 3px 0px 3px;vertical-align:bottom;text-align:center;">26</td> </tr> <tr style="height:20px;"> <td data-sheets-value='{"1":2,"2":"Polycarbonate"}' style="border-left:1px solid #000000;overflow:hidden;padding:0px 3px 0px 3px;vertical-align:bottom;">Polycarbonate</td> <td data-sheets-value='{"1":2,"2":"EW"}' style="overflow:hidden;padding:0px 3px 0px 3px;vertical-align:bottom;">EW</td> <td data-sheets-value='{"1":2,"2":"Heatstop Opal (T)"}' style="overflow:hidden;padding:0px 3px 0px 3px;vertical-align:bottom;">Heatstop Opal (T)</td> <td data-sheets-numberformat='{"1":2,"2":"0.00","3":1}' data-sheets-value='{"1":3,"3":1.19}' style="overflow:hidden;padding:0px 3px 0px 3px;vertical-align:bottom;text-align:center;">1.19</td> <td data-sheets-numberformat='{"1":2,"2":"0","3":1}' data-sheets-value='{"1":3,"3":20.09}' style="overflow:hidden;padding:0px 3px 0px 3px;vertical-align:bottom;text-align:center;">20</td> <td data-sheets-numberformat='{"1":2,"2":"0","3":1}' data-sheets-value='{"1":3,"3":38.940000000000005}' style="overflow:hidden;padding:0px 3px 0px 3px;vertical-align:bottom;text-align:center;">39</td> <td data-sheets-value='{"1":3,"3":24}' style="border-right:1px solid #000000;overflow:hidden;padding:0px 3px 0px 3px;vertical-align:bottom;text-align:center;">24</td> </tr> <tr style="height:20px;"> <td data-sheets-value='{"1":2,"2":"Heatstop PC"}' style="border-left:1px solid #000000;overflow:hidden;padding:0px 3px 0px 3px;vertical-align:bottom;">Heatstop PC</td> <td data-sheets-value='{"1":2,"2":"DW"}' style="overflow:hidden;padding:0px 3px 0px 3px;vertical-align:bottom;">DW</td> <td data-sheets-value='{"1":2,"2":"Clear (T/H)"}' style="overflow:hidden;padding:0px 3px 0px 3px;vertical-align:bottom;">Clear (T/H)</td> <td data-sheets-numberformat='{"1":2,"2":"0.00","3":1}' data-sheets-value='{"1":3,"3":0.98}' style="overflow:hidden;padding:0px 3px 0px 3px;vertical-align:bottom;text-align:center;">0.98</td> <td data-sheets-numberformat='{"1":2,"2":"0","3":1}' data-sheets-value='{"1":3,"3":18.04}' style="overflow:hidden;padding:0px 3px 0px 3px;vertical-align:bottom;text-align:center;">18</td> <td data-sheets-numberformat='{"1":2,"2":"0","3":1}' data-sheets-value='{"1":3,"3":33.660000000000004}' style="overflow:hidden;padding:0px 3px 0px 3px;vertical-align:bottom;text-align:center;">34</td> <td data-sheets-value='{"1":3,"3":26}' style="border-right:1px solid #000000;overflow:hidden;padding:0px 3px 0px 3px;vertical-align:bottom;text-align:center;">26</td> </tr> <tr style="height:20px;"> <td style="border-bottom:1px solid #000000;border-left:1px solid #000000;overflow:hidden;padding:0px 3px 0px 3px;vertical-align:bottom;"></td> <td style="border-bottom:1px solid #000000;overflow:hidden;padding:0px 3px 0px 3px;vertical-align:bottom;"></td> <td data-sheets-value='{"1":2,"2":"Opal (T/O)"}' style="border-bottom:1px solid #000000;overflow:hidden;padding:0px 3px 0px 3px;vertical-align:bottom;">Opal (T/O)</td> <td data-sheets-numberformat='{"1":2,"2":"0.00","3":1}' data-sheets-value='{"1":3,"3":0.98}' style="border-bottom:1px solid #000000;overflow:hidden;padding:0px 3px 0px 3px;vertical-align:bottom;text-align:center;">0.98</td> <td data-sheets-numberformat='{"1":2,"2":"0","3":1}' data-sheets-value='{"1":3,"3":16.81}' style="border-bottom:1px solid #000000;overflow:hidden;padding:0px 3px 0px 3px;vertical-align:bottom;text-align:center;">17</td> <td data-sheets-numberformat='{"1":2,"2":"0","3":1}' data-sheets-value='{"1":3,"3":29.700000000000003}' style="border-bottom:1px solid #000000;overflow:hidden;padding:0px 3px 0px 3px;vertical-align:bottom;text-align:center;">30</td> <td data-sheets-value='{"1":3,"3":26}' style="border-right:1px solid #000000;border-bottom:1px solid #000000;overflow:hidden;padding:0px 3px 0px 3px;vertical-align:bottom;text-align:center;">26</td> </tr> </tbody></table> | skylux-160-ce-met-koepel-en-metaalopstand-met-lm-motor-pvc-raam-type-ep25-en-windvang-1300-x-1300-mm | 8586001416525 | 46872282202445
Smoke and heat exhaust (SHEV) | SHE system | Skylux | Skylux 160° CE with skylight and metal curb with LM-actuator, PVC frame type EP25 and spoiler 1300 x 1600 mm |  | 50953 | 5412970509530 | 5660.4 | Yes | 30-45 | 112.45 | 1300 x 1600 mm | 1600 | 1300 |  | metal curb M30 (30 cm high) | Rectangular | 1.19 W/m²K - 0.98 W/m²K | 57% - 30% | 37% - 17% | 24dB - 26dB | 160° CE (for industry) | PVC frame EP25 | with spoiler | E | Single actuator | Maximum double-walled skylight possible for this product | Ut-value LT-value g-value Rw-value EN 1873 : 2014 EN ISO 13468 EN 16153 EN 410 EN 410 EN ISO 140-3 Material Walls Shells (W/m²K) (%) (%) (dB) Acrylic EW Clear (H) 1.19 37 57 24 PMMA Opal (O) 1.19 34 50 24 DW Clear (H/H) 0.98 33 50 26 Opal (O/O) 0.98 28 38 26 Polycarbonate EW Clear (A) 1.19 36 55 24 PC Opal (D) 1.19 24 40 24 DW Clear (A/H) 0.98 32 48 26 Clear (A/A) 0.98 32 46 26 Opal (A/O) 0.98 30 42 26 Opal (A/D) 0.98 21 33 26 Polycarbonate EW Heatstop Opal (T) 1.19 20 39 24 Heatstop PC DW Clear (T/H) 0.98 18 34 26 Opal (T/O) 0.98 17 30 26 | https://skylux.eu/en/products/skylux-160-ce-met-koepel-en-metaalopstand-met-lm-motor-pvc-raam-type-ep25-en-windvang-1300-x-1600-mm | https://skylux.eu/cdn/shop/files/Skylux-160deg-CE-met-koepel-en-metaalopstand-met-LM-motor-pvc-raam-type-EP25-en-windvang-1300-x-1600-mm-RWA-systeem.jpg?v=1702977188&width=1600 | https://skylux.eu/cdn/shop/files/e5a82811-1bb0-48e4-a776-cacb59c7c092_86587106-8066-41c3-830f-415a32d8b6fa.jpg?v=1688550307&width=1600 | //skylux.eu/cdn/shop/files/E_MH_Mounting_instructions_Skylux_160_CE_LM.pdf?v=12406716259046007223 | //skylux.eu/cdn/shop/files/E_TD_Technical_File_Skylux_Skylux_160_CE_Electric.pdf?v=3667116872303399239 | <style type="text/css" id="isPasted"><!--td {border: 1px solid #cccccc;}br {mso-data-placement:same-cell;}--></style><table border="1" cellpadding="0" cellspacing="0" dir="ltr" style="table-layout:fixed;font-size:10pt;font-family:Arial;border-collapse:collapse;border:none;"><tbody> <tr style="height:20px;"> <td style="overflow:hidden;padding:0px 3px 0px 3px;vertical-align:bottom;"></td> <td style="overflow:hidden;padding:0px 3px 0px 3px;vertical-align:bottom;"></td> <td style="overflow:hidden;padding:0px 3px 0px 3px;vertical-align:bottom;"></td> <td data-sheets-value='{"1":2,"2":"Ut-value"}' style="overflow:hidden;padding:0px 3px 0px 3px;vertical-align:bottom;font-weight:bold;text-align:center;">Ut-value</td> <td data-sheets-value='{"1":2,"2":"LT-value"}' style="overflow:hidden;padding:0px 3px 0px 3px;vertical-align:bottom;font-weight:bold;text-align:center;">LT-value</td> <td data-sheets-value='{"1":2,"2":"g-value"}' style="overflow:hidden;padding:0px 3px 0px 3px;vertical-align:bottom;font-weight:bold;text-align:center;">g-value</td> <td data-sheets-value='{"1":2,"2":"Rw-value "}' style="overflow:hidden;padding:0px 3px 0px 3px;vertical-align:bottom;font-weight:bold;text-align:center;">Rw-value </td> </tr> <tr style="height:20px;"> <td style="overflow:hidden;padding:0px 3px 0px 3px;vertical-align:bottom;"></td> <td style="overflow:hidden;padding:0px 3px 0px 3px;vertical-align:bottom;"></td> <td style="overflow:hidden;padding:0px 3px 0px 3px;vertical-align:bottom;"></td> <td data-sheets-numberformat='{"1":2,"2":"0.00","3":1}' data-sheets-value='{"1":2,"2":"EN 1873 : 2014"}' style="overflow:hidden;padding:0px 3px 0px 3px;vertical-align:bottom;text-align:center;">EN 1873 : 2014</td> <td data-sheets-numberformat='{"1":2,"2":"0","3":1}' data-sheets-value='{"1":2,"2":"EN ISO 13468 EN 16153 EN 410"}' style="overflow:hidden;padding:0px 3px 0px 3px;vertical-align:bottom;text-align:center;">EN ISO 13468 EN 16153 EN 410</td> <td data-sheets-numberformat='{"1":2,"2":"0","3":1}' data-sheets-value='{"1":2,"2":"EN 410"}' style="overflow:hidden;padding:0px 3px 0px 3px;vertical-align:bottom;text-align:center;">EN 410</td> <td data-sheets-value='{"1":2,"2":"EN ISO 140-3\t\t"}' style="overflow:hidden;padding:0px 3px 0px 3px;vertical-align:bottom;text-align:center;">EN ISO 140-3 </td> </tr> <tr style="height:20px;"> <td data-sheets-value='{"1":2,"2":"Material"}' style="border-bottom:1px solid #000000;overflow:hidden;padding:0px 3px 0px 3px;vertical-align:bottom;background-color:#000000;font-weight:bold;color:#ffffff;">Material</td> <td data-sheets-value='{"1":2,"2":"Walls"}' style="border-bottom:1px solid #000000;overflow:hidden;padding:0px 3px 0px 3px;vertical-align:bottom;background-color:#000000;font-weight:bold;color:#ffffff;">Walls</td> <td data-sheets-value='{"1":2,"2":"Shells"}' style="border-bottom:1px solid #000000;overflow:hidden;padding:0px 3px 0px 3px;vertical-align:bottom;background-color:#000000;font-weight:bold;color:#ffffff;">Shells</td> <td data-sheets-numberformat='{"1":2,"2":"0.00","3":1}' data-sheets-value='{"1":2,"2":"(W/m²K)\t"}' style="border-bottom:1px solid #000000;overflow:hidden;padding:0px 3px 0px 3px;vertical-align:bottom;background-color:#000000;font-weight:bold;color:#ffffff;text-align:center;">(W/m²K) </td> <td data-sheets-numberformat='{"1":2,"2":"0","3":1}' data-sheets-value='{"1":2,"2":"(%)"}' style="border-bottom:1px solid #000000;overflow:hidden;padding:0px 3px 0px 3px;vertical-align:bottom;background-color:#000000;font-weight:bold;color:#ffffff;text-align:center;">(%)</td> <td data-sheets-numberformat='{"1":2,"2":"0","3":1}' data-sheets-value='{"1":2,"2":"(%)"}' style="border-bottom:1px solid #000000;overflow:hidden;padding:0px 3px 0px 3px;vertical-align:bottom;background-color:#000000;font-weight:bold;color:#ffffff;text-align:center;">(%)</td> <td data-sheets-value='{"1":2,"2":"(dB)"}' style="border-bottom:1px solid #000000;overflow:hidden;padding:0px 3px 0px 3px;vertical-align:bottom;background-color:#000000;font-weight:bold;color:#ffffff;text-align:center;">(dB)</td> </tr> <tr style="height:20px;"> <td data-sheets-value='{"1":2,"2":"Acrylic"}' style="border-left:1px solid #000000;overflow:hidden;padding:0px 3px 0px 3px;vertical-align:bottom;">Acrylic</td> <td data-sheets-value='{"1":2,"2":"EW"}' style="overflow:hidden;padding:0px 3px 0px 3px;vertical-align:bottom;">EW</td> <td data-sheets-value='{"1":2,"2":"Clear (H)"}' style="overflow:hidden;padding:0px 3px 0px 3px;vertical-align:bottom;">Clear (H)</td> <td data-sheets-numberformat='{"1":2,"2":"0.00","3":1}' data-sheets-value='{"1":3,"3":1.19}' style="overflow:hidden;padding:0px 3px 0px 3px;vertical-align:bottom;text-align:center;">1.19</td> <td data-sheets-numberformat='{"1":2,"2":"0","3":1}' data-sheets-value='{"1":3,"3":36.9}' style="overflow:hidden;padding:0px 3px 0px 3px;vertical-align:bottom;text-align:center;">37</td> <td data-sheets-numberformat='{"1":2,"2":"0","3":1}' data-sheets-value='{"1":3,"3":57.42}' style="overflow:hidden;padding:0px 3px 0px 3px;vertical-align:bottom;text-align:center;">57</td> <td data-sheets-value='{"1":3,"3":24}' style="border-right:1px solid #000000;overflow:hidden;padding:0px 3px 0px 3px;vertical-align:bottom;text-align:center;">24</td> </tr> <tr style="height:20px;"> <td data-sheets-value='{"1":2,"2":"PMMA"}' style="border-left:1px solid #000000;overflow:hidden;padding:0px 3px 0px 3px;vertical-align:bottom;">PMMA</td> <td style="overflow:hidden;padding:0px 3px 0px 3px;vertical-align:bottom;"></td> <td data-sheets-value='{"1":2,"2":"Opal (O)"}' style="overflow:hidden;padding:0px 3px 0px 3px;vertical-align:bottom;">Opal (O)</td> <td data-sheets-numberformat='{"1":2,"2":"0.00","3":1}' data-sheets-value='{"1":3,"3":1.19}' style="overflow:hidden;padding:0px 3px 0px 3px;vertical-align:bottom;text-align:center;">1.19</td> <td data-sheets-numberformat='{"1":2,"2":"0","3":1}' data-sheets-value='{"1":3,"3":34.03}' style="overflow:hidden;padding:0px 3px 0px 3px;vertical-align:bottom;text-align:center;">34</td> <td data-sheets-numberformat='{"1":2,"2":"0","3":1}' data-sheets-value='{"1":3,"3":50.160000000000004}' style="overflow:hidden;padding:0px 3px 0px 3px;vertical-align:bottom;text-align:center;">50</td> <td data-sheets-value='{"1":3,"3":24}' style="border-right:1px solid #000000;overflow:hidden;padding:0px 3px 0px 3px;vertical-align:bottom;text-align:center;">24</td> </tr> <tr style="height:20px;"> <td style="border-left:1px solid #000000;overflow:hidden;padding:0px 3px 0px 3px;vertical-align:bottom;"></td> <td data-sheets-value='{"1":2,"2":"DW"}' style="overflow:hidden;padding:0px 3px 0px 3px;vertical-align:bottom;">DW</td> <td data-sheets-value='{"1":2,"2":"Clear (H/H)"}' style="overflow:hidden;padding:0px 3px 0px 3px;vertical-align:bottom;">Clear (H/H)</td> <td data-sheets-numberformat='{"1":2,"2":"0.00","3":1}' data-sheets-value='{"1":3,"3":0.98}' style="overflow:hidden;padding:0px 3px 0px 3px;vertical-align:bottom;text-align:center;">0.98</td> <td data-sheets-numberformat='{"1":2,"2":"0","3":1}' data-sheets-value='{"1":3,"3":33.21}' style="overflow:hidden;padding:0px 3px 0px 3px;vertical-align:bottom;text-align:center;">33</td> <td data-sheets-numberformat='{"1":2,"2":"0","3":1}' data-sheets-value='{"1":3,"3":49.5}' style="overflow:hidden;padding:0px 3px 0px 3px;vertical-align:bottom;text-align:center;">50</td> <td data-sheets-value='{"1":3,"3":26}' style="border-right:1px solid #000000;overflow:hidden;padding:0px 3px 0px 3px;vertical-align:bottom;text-align:center;">26</td> </tr> <tr style="height:20px;"> <td style="border-bottom:1px solid #000000;border-left:1px solid #000000;overflow:hidden;padding:0px 3px 0px 3px;vertical-align:bottom;"></td> <td style="border-bottom:1px solid #000000;overflow:hidden;padding:0px 3px 0px 3px;vertical-align:bottom;"></td> <td data-sheets-value='{"1":2,"2":"Opal (O/O)"}' style="border-bottom:1px solid #000000;overflow:hidden;padding:0px 3px 0px 3px;vertical-align:bottom;">Opal (O/O)</td> <td data-sheets-numberformat='{"1":2,"2":"0.00","3":1}' data-sheets-value='{"1":3,"3":0.98}' style="border-bottom:1px solid #000000;overflow:hidden;padding:0px 3px 0px 3px;vertical-align:bottom;text-align:center;">0.98</td> <td data-sheets-numberformat='{"1":2,"2":"0","3":1}' data-sheets-value='{"1":3,"3":28.29}' style="border-bottom:1px solid #000000;overflow:hidden;padding:0px 3px 0px 3px;vertical-align:bottom;text-align:center;">28</td> <td data-sheets-numberformat='{"1":2,"2":"0","3":1}' data-sheets-value='{"1":3,"3":38.28}' style="border-bottom:1px solid #000000;overflow:hidden;padding:0px 3px 0px 3px;vertical-align:bottom;text-align:center;">38</td> <td data-sheets-value='{"1":3,"3":26}' style="border-right:1px solid #000000;border-bottom:1px solid #000000;overflow:hidden;padding:0px 3px 0px 3px;vertical-align:bottom;text-align:center;">26</td> </tr> <tr style="height:20px;"> <td data-sheets-value='{"1":2,"2":"Polycarbonate "}' style="border-left:1px solid #000000;overflow:hidden;padding:0px 3px 0px 3px;vertical-align:bottom;">Polycarbonate </td> <td data-sheets-value='{"1":2,"2":"EW"}' style="overflow:hidden;padding:0px 3px 0px 3px;vertical-align:bottom;">EW</td> <td data-sheets-value='{"1":2,"2":"Clear (A)"}' style="overflow:hidden;padding:0px 3px 0px 3px;vertical-align:bottom;">Clear (A)</td> <td data-sheets-numberformat='{"1":2,"2":"0.00","3":1}' data-sheets-value='{"1":3,"3":1.19}' style="overflow:hidden;padding:0px 3px 0px 3px;vertical-align:bottom;text-align:center;">1.19</td> <td data-sheets-numberformat='{"1":2,"2":"0","3":1}' data-sheets-value='{"1":3,"3":36.08}' style="overflow:hidden;padding:0px 3px 0px 3px;vertical-align:bottom;text-align:center;">36</td> <td data-sheets-numberformat='{"1":2,"2":"0","3":1}' data-sheets-value='{"1":3,"3":54.78}' style="overflow:hidden;padding:0px 3px 0px 3px;vertical-align:bottom;text-align:center;">55</td> <td data-sheets-value='{"1":3,"3":24}' style="border-right:1px solid #000000;overflow:hidden;padding:0px 3px 0px 3px;vertical-align:bottom;text-align:center;">24</td> </tr> <tr style="height:20px;"> <td data-sheets-value='{"1":2,"2":"PC"}' style="border-left:1px solid #000000;overflow:hidden;padding:0px 3px 0px 3px;vertical-align:bottom;">PC</td> <td style="overflow:hidden;padding:0px 3px 0px 3px;vertical-align:bottom;"></td> <td data-sheets-value='{"1":2,"2":"Opal (D)"}' style="overflow:hidden;padding:0px 3px 0px 3px;vertical-align:bottom;">Opal (D)</td> <td data-sheets-numberformat='{"1":2,"2":"0.00","3":1}' data-sheets-value='{"1":3,"3":1.19}' style="overflow:hidden;padding:0px 3px 0px 3px;vertical-align:bottom;text-align:center;">1.19</td> <td data-sheets-numberformat='{"1":2,"2":"0","3":1}' data-sheets-value='{"1":3,"3":23.779999999999998}' style="overflow:hidden;padding:0px 3px 0px 3px;vertical-align:bottom;text-align:center;">24</td> <td data-sheets-numberformat='{"1":2,"2":"0","3":1}' data-sheets-value='{"1":3,"3":39.6}' style="overflow:hidden;padding:0px 3px 0px 3px;vertical-align:bottom;text-align:center;">40</td> <td data-sheets-value='{"1":3,"3":24}' style="border-right:1px solid #000000;overflow:hidden;padding:0px 3px 0px 3px;vertical-align:bottom;text-align:center;">24</td> </tr> <tr style="height:20px;"> <td style="border-left:1px solid #000000;overflow:hidden;padding:0px 3px 0px 3px;vertical-align:bottom;"></td> <td data-sheets-value='{"1":2,"2":"DW"}' style="overflow:hidden;padding:0px 3px 0px 3px;vertical-align:bottom;">DW</td> <td data-sheets-value='{"1":2,"2":"Clear (A/H)"}' style="overflow:hidden;padding:0px 3px 0px 3px;vertical-align:bottom;">Clear (A/H)</td> <td data-sheets-numberformat='{"1":2,"2":"0.00","3":1}' data-sheets-value='{"1":3,"3":0.98}' style="overflow:hidden;padding:0px 3px 0px 3px;vertical-align:bottom;text-align:center;">0.98</td> <td data-sheets-numberformat='{"1":2,"2":"0","3":1}' data-sheets-value='{"1":3,"3":32.39}' style="overflow:hidden;padding:0px 3px 0px 3px;vertical-align:bottom;text-align:center;">32</td> <td data-sheets-numberformat='{"1":2,"2":"0","3":1}' data-sheets-value='{"1":3,"3":47.52}' style="overflow:hidden;padding:0px 3px 0px 3px;vertical-align:bottom;text-align:center;">48</td> <td data-sheets-value='{"1":3,"3":26}' style="border-right:1px solid #000000;overflow:hidden;padding:0px 3px 0px 3px;vertical-align:bottom;text-align:center;">26</td> </tr> <tr style="height:20px;"> <td style="border-left:1px solid #000000;overflow:hidden;padding:0px 3px 0px 3px;vertical-align:bottom;"></td> <td style="overflow:hidden;padding:0px 3px 0px 3px;vertical-align:bottom;"></td> <td data-sheets-value='{"1":2,"2":"Clear (A/A)"}' style="overflow:hidden;padding:0px 3px 0px 3px;vertical-align:bottom;">Clear (A/A)</td> <td data-sheets-numberformat='{"1":2,"2":"0.00","3":1}' data-sheets-value='{"1":3,"3":0.98}' style="overflow:hidden;padding:0px 3px 0px 3px;vertical-align:bottom;text-align:center;">0.98</td> <td data-sheets-numberformat='{"1":2,"2":"0","3":1}' data-sheets-value='{"1":3,"3":31.569999999999997}' style="overflow:hidden;padding:0px 3px 0px 3px;vertical-align:bottom;text-align:center;">32</td> <td data-sheets-numberformat='{"1":2,"2":"0","3":1}' data-sheets-value='{"1":3,"3":45.54}' style="overflow:hidden;padding:0px 3px 0px 3px;vertical-align:bottom;text-align:center;">46</td> <td data-sheets-value='{"1":3,"3":26}' style="border-right:1px solid #000000;overflow:hidden;padding:0px 3px 0px 3px;vertical-align:bottom;text-align:center;">26</td> </tr> <tr style="height:20px;"> <td style="border-left:1px solid #000000;overflow:hidden;padding:0px 3px 0px 3px;vertical-align:bottom;"></td> <td style="overflow:hidden;padding:0px 3px 0px 3px;vertical-align:bottom;"></td> <td data-sheets-value='{"1":2,"2":"Opal (A/O)"}' style="overflow:hidden;padding:0px 3px 0px 3px;vertical-align:bottom;">Opal (A/O)</td> <td data-sheets-numberformat='{"1":2,"2":"0.00","3":1}' data-sheets-value='{"1":3,"3":0.98}' style="overflow:hidden;padding:0px 3px 0px 3px;vertical-align:bottom;text-align:center;">0.98</td> <td data-sheets-numberformat='{"1":2,"2":"0","3":1}' data-sheets-value='{"1":3,"3":29.93}' style="overflow:hidden;padding:0px 3px 0px 3px;vertical-align:bottom;text-align:center;">30</td> <td data-sheets-numberformat='{"1":2,"2":"0","3":1}' data-sheets-value='{"1":3,"3":41.580000000000005}' style="overflow:hidden;padding:0px 3px 0px 3px;vertical-align:bottom;text-align:center;">42</td> <td data-sheets-value='{"1":3,"3":26}' style="border-right:1px solid #000000;overflow:hidden;padding:0px 3px 0px 3px;vertical-align:bottom;text-align:center;">26</td> </tr> <tr style="height:20px;"> <td style="border-bottom:1px solid #000000;border-left:1px solid #000000;overflow:hidden;padding:0px 3px 0px 3px;vertical-align:bottom;"></td> <td style="border-bottom:1px solid #000000;overflow:hidden;padding:0px 3px 0px 3px;vertical-align:bottom;"></td> <td data-sheets-value='{"1":2,"2":"Opal (A/D)"}' style="border-bottom:1px solid #000000;overflow:hidden;padding:0px 3px 0px 3px;vertical-align:bottom;">Opal (A/D)</td> <td data-sheets-numberformat='{"1":2,"2":"0.00","3":1}' data-sheets-value='{"1":3,"3":0.98}' style="border-bottom:1px solid #000000;overflow:hidden;padding:0px 3px 0px 3px;vertical-align:bottom;text-align:center;">0.98</td> <td data-sheets-numberformat='{"1":2,"2":"0","3":1}' data-sheets-value='{"1":3,"3":20.91}' style="border-bottom:1px solid #000000;overflow:hidden;padding:0px 3px 0px 3px;vertical-align:bottom;text-align:center;">21</td> <td data-sheets-numberformat='{"1":2,"2":"0","3":1}' data-sheets-value='{"1":3,"3":33}' style="border-bottom:1px solid #000000;overflow:hidden;padding:0px 3px 0px 3px;vertical-align:bottom;text-align:center;">33</td> <td data-sheets-value='{"1":3,"3":26}' style="border-right:1px solid #000000;border-bottom:1px solid #000000;overflow:hidden;padding:0px 3px 0px 3px;vertical-align:bottom;text-align:center;">26</td> </tr> <tr style="height:20px;"> <td data-sheets-value='{"1":2,"2":"Polycarbonate"}' style="border-left:1px solid #000000;overflow:hidden;padding:0px 3px 0px 3px;vertical-align:bottom;">Polycarbonate</td> <td data-sheets-value='{"1":2,"2":"EW"}' style="overflow:hidden;padding:0px 3px 0px 3px;vertical-align:bottom;">EW</td> <td data-sheets-value='{"1":2,"2":"Heatstop Opal (T)"}' style="overflow:hidden;padding:0px 3px 0px 3px;vertical-align:bottom;">Heatstop Opal (T)</td> <td data-sheets-numberformat='{"1":2,"2":"0.00","3":1}' data-sheets-value='{"1":3,"3":1.19}' style="overflow:hidden;padding:0px 3px 0px 3px;vertical-align:bottom;text-align:center;">1.19</td> <td data-sheets-numberformat='{"1":2,"2":"0","3":1}' data-sheets-value='{"1":3,"3":20.09}' style="overflow:hidden;padding:0px 3px 0px 3px;vertical-align:bottom;text-align:center;">20</td> <td data-sheets-numberformat='{"1":2,"2":"0","3":1}' data-sheets-value='{"1":3,"3":38.940000000000005}' style="overflow:hidden;padding:0px 3px 0px 3px;vertical-align:bottom;text-align:center;">39</td> <td data-sheets-value='{"1":3,"3":24}' style="border-right:1px solid #000000;overflow:hidden;padding:0px 3px 0px 3px;vertical-align:bottom;text-align:center;">24</td> </tr> <tr style="height:20px;"> <td data-sheets-value='{"1":2,"2":"Heatstop PC"}' style="border-left:1px solid #000000;overflow:hidden;padding:0px 3px 0px 3px;vertical-align:bottom;">Heatstop PC</td> <td data-sheets-value='{"1":2,"2":"DW"}' style="overflow:hidden;padding:0px 3px 0px 3px;vertical-align:bottom;">DW</td> <td data-sheets-value='{"1":2,"2":"Clear (T/H)"}' style="overflow:hidden;padding:0px 3px 0px 3px;vertical-align:bottom;">Clear (T/H)</td> <td data-sheets-numberformat='{"1":2,"2":"0.00","3":1}' data-sheets-value='{"1":3,"3":0.98}' style="overflow:hidden;padding:0px 3px 0px 3px;vertical-align:bottom;text-align:center;">0.98</td> <td data-sheets-numberformat='{"1":2,"2":"0","3":1}' data-sheets-value='{"1":3,"3":18.04}' style="overflow:hidden;padding:0px 3px 0px 3px;vertical-align:bottom;text-align:center;">18</td> <td data-sheets-numberformat='{"1":2,"2":"0","3":1}' data-sheets-value='{"1":3,"3":33.660000000000004}' style="overflow:hidden;padding:0px 3px 0px 3px;vertical-align:bottom;text-align:center;">34</td> <td data-sheets-value='{"1":3,"3":26}' style="border-right:1px solid #000000;overflow:hidden;padding:0px 3px 0px 3px;vertical-align:bottom;text-align:center;">26</td> </tr> <tr style="height:20px;"> <td style="border-bottom:1px solid #000000;border-left:1px solid #000000;overflow:hidden;padding:0px 3px 0px 3px;vertical-align:bottom;"></td> <td style="border-bottom:1px solid #000000;overflow:hidden;padding:0px 3px 0px 3px;vertical-align:bottom;"></td> <td data-sheets-value='{"1":2,"2":"Opal (T/O)"}' style="border-bottom:1px solid #000000;overflow:hidden;padding:0px 3px 0px 3px;vertical-align:bottom;">Opal (T/O)</td> <td data-sheets-numberformat='{"1":2,"2":"0.00","3":1}' data-sheets-value='{"1":3,"3":0.98}' style="border-bottom:1px solid #000000;overflow:hidden;padding:0px 3px 0px 3px;vertical-align:bottom;text-align:center;">0.98</td> <td data-sheets-numberformat='{"1":2,"2":"0","3":1}' data-sheets-value='{"1":3,"3":16.81}' style="border-bottom:1px solid #000000;overflow:hidden;padding:0px 3px 0px 3px;vertical-align:bottom;text-align:center;">17</td> <td data-sheets-numberformat='{"1":2,"2":"0","3":1}' data-sheets-value='{"1":3,"3":29.700000000000003}' style="border-bottom:1px solid #000000;overflow:hidden;padding:0px 3px 0px 3px;vertical-align:bottom;text-align:center;">30</td> <td data-sheets-value='{"1":3,"3":26}' style="border-right:1px solid #000000;border-bottom:1px solid #000000;overflow:hidden;padding:0px 3px 0px 3px;vertical-align:bottom;text-align:center;">26</td> </tr> </tbody></table> | skylux-160-ce-met-koepel-en-metaalopstand-met-lm-motor-pvc-raam-type-ep25-en-windvang-1300-x-1600-mm | 8586001482061 | 46872282300749
Smoke and heat exhaust (SHEV) | SHE system | Skylux | Skylux 160° CE with skylight and metal curb with LM-actuator, PVC frame type EP25 and spoiler 1300 x 1900 mm |  | 50954 | 5412970509547 | 6180.7 | Yes | 30-45 | 132.68 | 1300 x 1900 mm | 1900 | 1300 |  | metal curb M30 (30 cm high) | Rectangular | 1.19 W/m²K - 0.98 W/m²K | 57% - 30% | 37% - 17% | 24dB - 26dB | 160° CE (for industry) | PVC frame EP25 | with spoiler | E | Single actuator | Maximum double-walled skylight possible for this product | Ut-value LT-value g-value Rw-value EN 1873 : 2014 EN ISO 13468 EN 16153 EN 410 EN 410 EN ISO 140-3 Material Walls Shells (W/m²K) (%) (%) (dB) Acrylic EW Clear (H) 1.19 37 57 24 PMMA Opal (O) 1.19 34 50 24 DW Clear (H/H) 0.98 33 50 26 Opal (O/O) 0.98 28 38 26 Polycarbonate EW Clear (A) 1.19 36 55 24 PC Opal (D) 1.19 24 40 24 DW Clear (A/H) 0.98 32 48 26 Clear (A/A) 0.98 32 46 26 Opal (A/O) 0.98 30 42 26 Opal (A/D) 0.98 21 33 26 Polycarbonate EW Heatstop Opal (T) 1.19 20 39 24 Heatstop PC DW Clear (T/H) 0.98 18 34 26 Opal (T/O) 0.98 17 30 26 | https://skylux.eu/en/products/skylux-160-ce-met-koepel-en-metaalopstand-met-lm-motor-pvc-raam-type-ep25-en-windvang-1300-x-1900-mm | https://skylux.eu/cdn/shop/files/Skylux-160deg-CE-met-koepel-en-metaalopstand-met-LM-motor-pvc-raam-type-EP25-en-windvang-1300-x-1900-mm-RWA-systeem.jpg?v=1702977194&width=1600 | https://skylux.eu/cdn/shop/files/e5a82811-1bb0-48e4-a776-cacb59c7c092_84d42f0e-2ed2-475b-b1b9-4048cfd47c21.jpg?v=1688550308&width=1600 | //skylux.eu/cdn/shop/files/E_MH_Mounting_instructions_Skylux_160_CE_LM.pdf?v=12406716259046007223 | //skylux.eu/cdn/shop/files/E_TD_Technical_File_Skylux_Skylux_160_CE_Electric.pdf?v=3667116872303399239 | <style type="text/css" id="isPasted"><!--td {border: 1px solid #cccccc;}br {mso-data-placement:same-cell;}--></style><table border="1" cellpadding="0" cellspacing="0" dir="ltr" style="table-layout:fixed;font-size:10pt;font-family:Arial;border-collapse:collapse;border:none;"><tbody> <tr style="height:20px;"> <td style="overflow:hidden;padding:0px 3px 0px 3px;vertical-align:bottom;"></td> <td style="overflow:hidden;padding:0px 3px 0px 3px;vertical-align:bottom;"></td> <td style="overflow:hidden;padding:0px 3px 0px 3px;vertical-align:bottom;"></td> <td data-sheets-value='{"1":2,"2":"Ut-value"}' style="overflow:hidden;padding:0px 3px 0px 3px;vertical-align:bottom;font-weight:bold;text-align:center;">Ut-value</td> <td data-sheets-value='{"1":2,"2":"LT-value"}' style="overflow:hidden;padding:0px 3px 0px 3px;vertical-align:bottom;font-weight:bold;text-align:center;">LT-value</td> <td data-sheets-value='{"1":2,"2":"g-value"}' style="overflow:hidden;padding:0px 3px 0px 3px;vertical-align:bottom;font-weight:bold;text-align:center;">g-value</td> <td data-sheets-value='{"1":2,"2":"Rw-value "}' style="overflow:hidden;padding:0px 3px 0px 3px;vertical-align:bottom;font-weight:bold;text-align:center;">Rw-value </td> </tr> <tr style="height:20px;"> <td style="overflow:hidden;padding:0px 3px 0px 3px;vertical-align:bottom;"></td> <td style="overflow:hidden;padding:0px 3px 0px 3px;vertical-align:bottom;"></td> <td style="overflow:hidden;padding:0px 3px 0px 3px;vertical-align:bottom;"></td> <td data-sheets-numberformat='{"1":2,"2":"0.00","3":1}' data-sheets-value='{"1":2,"2":"EN 1873 : 2014"}' style="overflow:hidden;padding:0px 3px 0px 3px;vertical-align:bottom;text-align:center;">EN 1873 : 2014</td> <td data-sheets-numberformat='{"1":2,"2":"0","3":1}' data-sheets-value='{"1":2,"2":"EN ISO 13468 EN 16153 EN 410"}' style="overflow:hidden;padding:0px 3px 0px 3px;vertical-align:bottom;text-align:center;">EN ISO 13468 EN 16153 EN 410</td> <td data-sheets-numberformat='{"1":2,"2":"0","3":1}' data-sheets-value='{"1":2,"2":"EN 410"}' style="overflow:hidden;padding:0px 3px 0px 3px;vertical-align:bottom;text-align:center;">EN 410</td> <td data-sheets-value='{"1":2,"2":"EN ISO 140-3\t\t"}' style="overflow:hidden;padding:0px 3px 0px 3px;vertical-align:bottom;text-align:center;">EN ISO 140-3 </td> </tr> <tr style="height:20px;"> <td data-sheets-value='{"1":2,"2":"Material"}' style="border-bottom:1px solid #000000;overflow:hidden;padding:0px 3px 0px 3px;vertical-align:bottom;background-color:#000000;font-weight:bold;color:#ffffff;">Material</td> <td data-sheets-value='{"1":2,"2":"Walls"}' style="border-bottom:1px solid #000000;overflow:hidden;padding:0px 3px 0px 3px;vertical-align:bottom;background-color:#000000;font-weight:bold;color:#ffffff;">Walls</td> <td data-sheets-value='{"1":2,"2":"Shells"}' style="border-bottom:1px solid #000000;overflow:hidden;padding:0px 3px 0px 3px;vertical-align:bottom;background-color:#000000;font-weight:bold;color:#ffffff;">Shells</td> <td data-sheets-numberformat='{"1":2,"2":"0.00","3":1}' data-sheets-value='{"1":2,"2":"(W/m²K)\t"}' style="border-bottom:1px solid #000000;overflow:hidden;padding:0px 3px 0px 3px;vertical-align:bottom;background-color:#000000;font-weight:bold;color:#ffffff;text-align:center;">(W/m²K) </td> <td data-sheets-numberformat='{"1":2,"2":"0","3":1}' data-sheets-value='{"1":2,"2":"(%)"}' style="border-bottom:1px solid #000000;overflow:hidden;padding:0px 3px 0px 3px;vertical-align:bottom;background-color:#000000;font-weight:bold;color:#ffffff;text-align:center;">(%)</td> <td data-sheets-numberformat='{"1":2,"2":"0","3":1}' data-sheets-value='{"1":2,"2":"(%)"}' style="border-bottom:1px solid #000000;overflow:hidden;padding:0px 3px 0px 3px;vertical-align:bottom;background-color:#000000;font-weight:bold;color:#ffffff;text-align:center;">(%)</td> <td data-sheets-value='{"1":2,"2":"(dB)"}' style="border-bottom:1px solid #000000;overflow:hidden;padding:0px 3px 0px 3px;vertical-align:bottom;background-color:#000000;font-weight:bold;color:#ffffff;text-align:center;">(dB)</td> </tr> <tr style="height:20px;"> <td data-sheets-value='{"1":2,"2":"Acrylic"}' style="border-left:1px solid #000000;overflow:hidden;padding:0px 3px 0px 3px;vertical-align:bottom;">Acrylic</td> <td data-sheets-value='{"1":2,"2":"EW"}' style="overflow:hidden;padding:0px 3px 0px 3px;vertical-align:bottom;">EW</td> <td data-sheets-value='{"1":2,"2":"Clear (H)"}' style="overflow:hidden;padding:0px 3px 0px 3px;vertical-align:bottom;">Clear (H)</td> <td data-sheets-numberformat='{"1":2,"2":"0.00","3":1}' data-sheets-value='{"1":3,"3":1.19}' style="overflow:hidden;padding:0px 3px 0px 3px;vertical-align:bottom;text-align:center;">1.19</td> <td data-sheets-numberformat='{"1":2,"2":"0","3":1}' data-sheets-value='{"1":3,"3":36.9}' style="overflow:hidden;padding:0px 3px 0px 3px;vertical-align:bottom;text-align:center;">37</td> <td data-sheets-numberformat='{"1":2,"2":"0","3":1}' data-sheets-value='{"1":3,"3":57.42}' style="overflow:hidden;padding:0px 3px 0px 3px;vertical-align:bottom;text-align:center;">57</td> <td data-sheets-value='{"1":3,"3":24}' style="border-right:1px solid #000000;overflow:hidden;padding:0px 3px 0px 3px;vertical-align:bottom;text-align:center;">24</td> </tr> <tr style="height:20px;"> <td data-sheets-value='{"1":2,"2":"PMMA"}' style="border-left:1px solid #000000;overflow:hidden;padding:0px 3px 0px 3px;vertical-align:bottom;">PMMA</td> <td style="overflow:hidden;padding:0px 3px 0px 3px;vertical-align:bottom;"></td> <td data-sheets-value='{"1":2,"2":"Opal (O)"}' style="overflow:hidden;padding:0px 3px 0px 3px;vertical-align:bottom;">Opal (O)</td> <td data-sheets-numberformat='{"1":2,"2":"0.00","3":1}' data-sheets-value='{"1":3,"3":1.19}' style="overflow:hidden;padding:0px 3px 0px 3px;vertical-align:bottom;text-align:center;">1.19</td> <td data-sheets-numberformat='{"1":2,"2":"0","3":1}' data-sheets-value='{"1":3,"3":34.03}' style="overflow:hidden;padding:0px 3px 0px 3px;vertical-align:bottom;text-align:center;">34</td> <td data-sheets-numberformat='{"1":2,"2":"0","3":1}' data-sheets-value='{"1":3,"3":50.160000000000004}' style="overflow:hidden;padding:0px 3px 0px 3px;vertical-align:bottom;text-align:center;">50</td> <td data-sheets-value='{"1":3,"3":24}' style="border-right:1px solid #000000;overflow:hidden;padding:0px 3px 0px 3px;vertical-align:bottom;text-align:center;">24</td> </tr> <tr style="height:20px;"> <td style="border-left:1px solid #000000;overflow:hidden;padding:0px 3px 0px 3px;vertical-align:bottom;"></td> <td data-sheets-value='{"1":2,"2":"DW"}' style="overflow:hidden;padding:0px 3px 0px 3px;vertical-align:bottom;">DW</td> <td data-sheets-value='{"1":2,"2":"Clear (H/H)"}' style="overflow:hidden;padding:0px 3px 0px 3px;vertical-align:bottom;">Clear (H/H)</td> <td data-sheets-numberformat='{"1":2,"2":"0.00","3":1}' data-sheets-value='{"1":3,"3":0.98}' style="overflow:hidden;padding:0px 3px 0px 3px;vertical-align:bottom;text-align:center;">0.98</td> <td data-sheets-numberformat='{"1":2,"2":"0","3":1}' data-sheets-value='{"1":3,"3":33.21}' style="overflow:hidden;padding:0px 3px 0px 3px;vertical-align:bottom;text-align:center;">33</td> <td data-sheets-numberformat='{"1":2,"2":"0","3":1}' data-sheets-value='{"1":3,"3":49.5}' style="overflow:hidden;padding:0px 3px 0px 3px;vertical-align:bottom;text-align:center;">50</td> <td data-sheets-value='{"1":3,"3":26}' style="border-right:1px solid #000000;overflow:hidden;padding:0px 3px 0px 3px;vertical-align:bottom;text-align:center;">26</td> </tr> <tr style="height:20px;"> <td style="border-bottom:1px solid #000000;border-left:1px solid #000000;overflow:hidden;padding:0px 3px 0px 3px;vertical-align:bottom;"></td> <td style="border-bottom:1px solid #000000;overflow:hidden;padding:0px 3px 0px 3px;vertical-align:bottom;"></td> <td data-sheets-value='{"1":2,"2":"Opal (O/O)"}' style="border-bottom:1px solid #000000;overflow:hidden;padding:0px 3px 0px 3px;vertical-align:bottom;">Opal (O/O)</td> <td data-sheets-numberformat='{"1":2,"2":"0.00","3":1}' data-sheets-value='{"1":3,"3":0.98}' style="border-bottom:1px solid #000000;overflow:hidden;padding:0px 3px 0px 3px;vertical-align:bottom;text-align:center;">0.98</td> <td data-sheets-numberformat='{"1":2,"2":"0","3":1}' data-sheets-value='{"1":3,"3":28.29}' style="border-bottom:1px solid #000000;overflow:hidden;padding:0px 3px 0px 3px;vertical-align:bottom;text-align:center;">28</td> <td data-sheets-numberformat='{"1":2,"2":"0","3":1}' data-sheets-value='{"1":3,"3":38.28}' style="border-bottom:1px solid #000000;overflow:hidden;padding:0px 3px 0px 3px;vertical-align:bottom;text-align:center;">38</td> <td data-sheets-value='{"1":3,"3":26}' style="border-right:1px solid #000000;border-bottom:1px solid #000000;overflow:hidden;padding:0px 3px 0px 3px;vertical-align:bottom;text-align:center;">26</td> </tr> <tr style="height:20px;"> <td data-sheets-value='{"1":2,"2":"Polycarbonate "}' style="border-left:1px solid #000000;overflow:hidden;padding:0px 3px 0px 3px;vertical-align:bottom;">Polycarbonate </td> <td data-sheets-value='{"1":2,"2":"EW"}' style="overflow:hidden;padding:0px 3px 0px 3px;vertical-align:bottom;">EW</td> <td data-sheets-value='{"1":2,"2":"Clear (A)"}' style="overflow:hidden;padding:0px 3px 0px 3px;vertical-align:bottom;">Clear (A)</td> <td data-sheets-numberformat='{"1":2,"2":"0.00","3":1}' data-sheets-value='{"1":3,"3":1.19}' style="overflow:hidden;padding:0px 3px 0px 3px;vertical-align:bottom;text-align:center;">1.19</td> <td data-sheets-numberformat='{"1":2,"2":"0","3":1}' data-sheets-value='{"1":3,"3":36.08}' style="overflow:hidden;padding:0px 3px 0px 3px;vertical-align:bottom;text-align:center;">36</td> <td data-sheets-numberformat='{"1":2,"2":"0","3":1}' data-sheets-value='{"1":3,"3":54.78}' style="overflow:hidden;padding:0px 3px 0px 3px;vertical-align:bottom;text-align:center;">55</td> <td data-sheets-value='{"1":3,"3":24}' style="border-right:1px solid #000000;overflow:hidden;padding:0px 3px 0px 3px;vertical-align:bottom;text-align:center;">24</td> </tr> <tr style="height:20px;"> <td data-sheets-value='{"1":2,"2":"PC"}' style="border-left:1px solid #000000;overflow:hidden;padding:0px 3px 0px 3px;vertical-align:bottom;">PC</td> <td style="overflow:hidden;padding:0px 3px 0px 3px;vertical-align:bottom;"></td> <td data-sheets-value='{"1":2,"2":"Opal (D)"}' style="overflow:hidden;padding:0px 3px 0px 3px;vertical-align:bottom;">Opal (D)</td> <td data-sheets-numberformat='{"1":2,"2":"0.00","3":1}' data-sheets-value='{"1":3,"3":1.19}' style="overflow:hidden;padding:0px 3px 0px 3px;vertical-align:bottom;text-align:center;">1.19</td> <td data-sheets-numberformat='{"1":2,"2":"0","3":1}' data-sheets-value='{"1":3,"3":23.779999999999998}' style="overflow:hidden;padding:0px 3px 0px 3px;vertical-align:bottom;text-align:center;">24</td> <td data-sheets-numberformat='{"1":2,"2":"0","3":1}' data-sheets-value='{"1":3,"3":39.6}' style="overflow:hidden;padding:0px 3px 0px 3px;vertical-align:bottom;text-align:center;">40</td> <td data-sheets-value='{"1":3,"3":24}' style="border-right:1px solid #000000;overflow:hidden;padding:0px 3px 0px 3px;vertical-align:bottom;text-align:center;">24</td> </tr> <tr style="height:20px;"> <td style="border-left:1px solid #000000;overflow:hidden;padding:0px 3px 0px 3px;vertical-align:bottom;"></td> <td data-sheets-value='{"1":2,"2":"DW"}' style="overflow:hidden;padding:0px 3px 0px 3px;vertical-align:bottom;">DW</td> <td data-sheets-value='{"1":2,"2":"Clear (A/H)"}' style="overflow:hidden;padding:0px 3px 0px 3px;vertical-align:bottom;">Clear (A/H)</td> <td data-sheets-numberformat='{"1":2,"2":"0.00","3":1}' data-sheets-value='{"1":3,"3":0.98}' style="overflow:hidden;padding:0px 3px 0px 3px;vertical-align:bottom;text-align:center;">0.98</td> <td data-sheets-numberformat='{"1":2,"2":"0","3":1}' data-sheets-value='{"1":3,"3":32.39}' style="overflow:hidden;padding:0px 3px 0px 3px;vertical-align:bottom;text-align:center;">32</td> <td data-sheets-numberformat='{"1":2,"2":"0","3":1}' data-sheets-value='{"1":3,"3":47.52}' style="overflow:hidden;padding:0px 3px 0px 3px;vertical-align:bottom;text-align:center;">48</td> <td data-sheets-value='{"1":3,"3":26}' style="border-right:1px solid #000000;overflow:hidden;padding:0px 3px 0px 3px;vertical-align:bottom;text-align:center;">26</td> </tr> <tr style="height:20px;"> <td style="border-left:1px solid #000000;overflow:hidden;padding:0px 3px 0px 3px;vertical-align:bottom;"></td> <td style="overflow:hidden;padding:0px 3px 0px 3px;vertical-align:bottom;"></td> <td data-sheets-value='{"1":2,"2":"Clear (A/A)"}' style="overflow:hidden;padding:0px 3px 0px 3px;vertical-align:bottom;">Clear (A/A)</td> <td data-sheets-numberformat='{"1":2,"2":"0.00","3":1}' data-sheets-value='{"1":3,"3":0.98}' style="overflow:hidden;padding:0px 3px 0px 3px;vertical-align:bottom;text-align:center;">0.98</td> <td data-sheets-numberformat='{"1":2,"2":"0","3":1}' data-sheets-value='{"1":3,"3":31.569999999999997}' style="overflow:hidden;padding:0px 3px 0px 3px;vertical-align:bottom;text-align:center;">32</td> <td data-sheets-numberformat='{"1":2,"2":"0","3":1}' data-sheets-value='{"1":3,"3":45.54}' style="overflow:hidden;padding:0px 3px 0px 3px;vertical-align:bottom;text-align:center;">46</td> <td data-sheets-value='{"1":3,"3":26}' style="border-right:1px solid #000000;overflow:hidden;padding:0px 3px 0px 3px;vertical-align:bottom;text-align:center;">26</td> </tr> <tr style="height:20px;"> <td style="border-left:1px solid #000000;overflow:hidden;padding:0px 3px 0px 3px;vertical-align:bottom;"></td> <td style="overflow:hidden;padding:0px 3px 0px 3px;vertical-align:bottom;"></td> <td data-sheets-value='{"1":2,"2":"Opal (A/O)"}' style="overflow:hidden;padding:0px 3px 0px 3px;vertical-align:bottom;">Opal (A/O)</td> <td data-sheets-numberformat='{"1":2,"2":"0.00","3":1}' data-sheets-value='{"1":3,"3":0.98}' style="overflow:hidden;padding:0px 3px 0px 3px;vertical-align:bottom;text-align:center;">0.98</td> <td data-sheets-numberformat='{"1":2,"2":"0","3":1}' data-sheets-value='{"1":3,"3":29.93}' style="overflow:hidden;padding:0px 3px 0px 3px;vertical-align:bottom;text-align:center;">30</td> <td data-sheets-numberformat='{"1":2,"2":"0","3":1}' data-sheets-value='{"1":3,"3":41.580000000000005}' style="overflow:hidden;padding:0px 3px 0px 3px;vertical-align:bottom;text-align:center;">42</td> <td data-sheets-value='{"1":3,"3":26}' style="border-right:1px solid #000000;overflow:hidden;padding:0px 3px 0px 3px;vertical-align:bottom;text-align:center;">26</td> </tr> <tr style="height:20px;"> <td style="border-bottom:1px solid #000000;border-left:1px solid #000000;overflow:hidden;padding:0px 3px 0px 3px;vertical-align:bottom;"></td> <td style="border-bottom:1px solid #000000;overflow:hidden;padding:0px 3px 0px 3px;vertical-align:bottom;"></td> <td data-sheets-value='{"1":2,"2":"Opal (A/D)"}' style="border-bottom:1px solid #000000;overflow:hidden;padding:0px 3px 0px 3px;vertical-align:bottom;">Opal (A/D)</td> <td data-sheets-numberformat='{"1":2,"2":"0.00","3":1}' data-sheets-value='{"1":3,"3":0.98}' style="border-bottom:1px solid #000000;overflow:hidden;padding:0px 3px 0px 3px;vertical-align:bottom;text-align:center;">0.98</td> <td data-sheets-numberformat='{"1":2,"2":"0","3":1}' data-sheets-value='{"1":3,"3":20.91}' style="border-bottom:1px solid #000000;overflow:hidden;padding:0px 3px 0px 3px;vertical-align:bottom;text-align:center;">21</td> <td data-sheets-numberformat='{"1":2,"2":"0","3":1}' data-sheets-value='{"1":3,"3":33}' style="border-bottom:1px solid #000000;overflow:hidden;padding:0px 3px 0px 3px;vertical-align:bottom;text-align:center;">33</td> <td data-sheets-value='{"1":3,"3":26}' style="border-right:1px solid #000000;border-bottom:1px solid #000000;overflow:hidden;padding:0px 3px 0px 3px;vertical-align:bottom;text-align:center;">26</td> </tr> <tr style="height:20px;"> <td data-sheets-value='{"1":2,"2":"Polycarbonate"}' style="border-left:1px solid #000000;overflow:hidden;padding:0px 3px 0px 3px;vertical-align:bottom;">Polycarbonate</td> <td data-sheets-value='{"1":2,"2":"EW"}' style="overflow:hidden;padding:0px 3px 0px 3px;vertical-align:bottom;">EW</td> <td data-sheets-value='{"1":2,"2":"Heatstop Opal (T)"}' style="overflow:hidden;padding:0px 3px 0px 3px;vertical-align:bottom;">Heatstop Opal (T)</td> <td data-sheets-numberformat='{"1":2,"2":"0.00","3":1}' data-sheets-value='{"1":3,"3":1.19}' style="overflow:hidden;padding:0px 3px 0px 3px;vertical-align:bottom;text-align:center;">1.19</td> <td data-sheets-numberformat='{"1":2,"2":"0","3":1}' data-sheets-value='{"1":3,"3":20.09}' style="overflow:hidden;padding:0px 3px 0px 3px;vertical-align:bottom;text-align:center;">20</td> <td data-sheets-numberformat='{"1":2,"2":"0","3":1}' data-sheets-value='{"1":3,"3":38.940000000000005}' style="overflow:hidden;padding:0px 3px 0px 3px;vertical-align:bottom;text-align:center;">39</td> <td data-sheets-value='{"1":3,"3":24}' style="border-right:1px solid #000000;overflow:hidden;padding:0px 3px 0px 3px;vertical-align:bottom;text-align:center;">24</td> </tr> <tr style="height:20px;"> <td data-sheets-value='{"1":2,"2":"Heatstop PC"}' style="border-left:1px solid #000000;overflow:hidden;padding:0px 3px 0px 3px;vertical-align:bottom;">Heatstop PC</td> <td data-sheets-value='{"1":2,"2":"DW"}' style="overflow:hidden;padding:0px 3px 0px 3px;vertical-align:bottom;">DW</td> <td data-sheets-value='{"1":2,"2":"Clear (T/H)"}' style="overflow:hidden;padding:0px 3px 0px 3px;vertical-align:bottom;">Clear (T/H)</td> <td data-sheets-numberformat='{"1":2,"2":"0.00","3":1}' data-sheets-value='{"1":3,"3":0.98}' style="overflow:hidden;padding:0px 3px 0px 3px;vertical-align:bottom;text-align:center;">0.98</td> <td data-sheets-numberformat='{"1":2,"2":"0","3":1}' data-sheets-value='{"1":3,"3":18.04}' style="overflow:hidden;padding:0px 3px 0px 3px;vertical-align:bottom;text-align:center;">18</td> <td data-sheets-numberformat='{"1":2,"2":"0","3":1}' data-sheets-value='{"1":3,"3":33.660000000000004}' style="overflow:hidden;padding:0px 3px 0px 3px;vertical-align:bottom;text-align:center;">34</td> <td data-sheets-value='{"1":3,"3":26}' style="border-right:1px solid #000000;overflow:hidden;padding:0px 3px 0px 3px;vertical-align:bottom;text-align:center;">26</td> </tr> <tr style="height:20px;"> <td style="border-bottom:1px solid #000000;border-left:1px solid #000000;overflow:hidden;padding:0px 3px 0px 3px;vertical-align:bottom;"></td> <td style="border-bottom:1px solid #000000;overflow:hidden;padding:0px 3px 0px 3px;vertical-align:bottom;"></td> <td data-sheets-value='{"1":2,"2":"Opal (T/O)"}' style="border-bottom:1px solid #000000;overflow:hidden;padding:0px 3px 0px 3px;vertical-align:bottom;">Opal (T/O)</td> <td data-sheets-numberformat='{"1":2,"2":"0.00","3":1}' data-sheets-value='{"1":3,"3":0.98}' style="border-bottom:1px solid #000000;overflow:hidden;padding:0px 3px 0px 3px;vertical-align:bottom;text-align:center;">0.98</td> <td data-sheets-numberformat='{"1":2,"2":"0","3":1}' data-sheets-value='{"1":3,"3":16.81}' style="border-bottom:1px solid #000000;overflow:hidden;padding:0px 3px 0px 3px;vertical-align:bottom;text-align:center;">17</td> <td data-sheets-numberformat='{"1":2,"2":"0","3":1}' data-sheets-value='{"1":3,"3":29.700000000000003}' style="border-bottom:1px solid #000000;overflow:hidden;padding:0px 3px 0px 3px;vertical-align:bottom;text-align:center;">30</td> <td data-sheets-value='{"1":3,"3":26}' style="border-right:1px solid #000000;border-bottom:1px solid #000000;overflow:hidden;padding:0px 3px 0px 3px;vertical-align:bottom;text-align:center;">26</td> </tr> </tbody></table> | skylux-160-ce-met-koepel-en-metaalopstand-met-lm-motor-pvc-raam-type-ep25-en-windvang-1300-x-1900-mm | 8586001613133 | 46872282464589
Smoke and heat exhaust (SHEV) | SHE system | Skylux | Skylux 160° CE with skylight and metal curb with LM-actuator, PVC frame type EP25 and spoiler 1300 x 2000 mm |  | 50955 | 5412970509554 | 6261.75 | Yes | 30-45 | 135.98 | 1300 x 2000 mm | 2000 | 1300 |  | metal curb M30 (30 cm high) | Rectangular | 1.19 W/m²K - 0.98 W/m²K | 57% - 30% | 37% - 17% | 24dB - 26dB | 160° CE (for industry) | PVC frame EP25 | with spoiler | E | Single actuator | Maximum double-walled skylight possible for this product | Ut-value LT-value g-value Rw-value EN 1873 : 2014 EN ISO 13468 EN 16153 EN 410 EN 410 EN ISO 140-3 Material Walls Shells (W/m²K) (%) (%) (dB) Acrylic EW Clear (H) 1.19 37 57 24 PMMA Opal (O) 1.19 34 50 24 DW Clear (H/H) 0.98 33 50 26 Opal (O/O) 0.98 28 38 26 Polycarbonate EW Clear (A) 1.19 36 55 24 PC Opal (D) 1.19 24 40 24 DW Clear (A/H) 0.98 32 48 26 Clear (A/A) 0.98 32 46 26 Opal (A/O) 0.98 30 42 26 Opal (A/D) 0.98 21 33 26 Polycarbonate EW Heatstop Opal (T) 1.19 20 39 24 Heatstop PC DW Clear (T/H) 0.98 18 34 26 Opal (T/O) 0.98 17 30 26 | https://skylux.eu/en/products/skylux-160-ce-met-koepel-en-metaalopstand-met-lm-motor-pvc-raam-type-ep25-en-windvang-1300-x-2000-mm | https://skylux.eu/cdn/shop/files/Skylux-160deg-CE-met-koepel-en-metaalopstand-met-LM-motor-pvc-raam-type-EP25-en-windvang-1300-x-2000-mm-RWA-systeem.jpg?v=1702977199&width=1600 | https://skylux.eu/cdn/shop/files/e5a82811-1bb0-48e4-a776-cacb59c7c092_d91ffbea-ee85-4d24-8aca-cc891d088255.jpg?v=1688550310&width=1600 | //skylux.eu/cdn/shop/files/E_MH_Mounting_instructions_Skylux_160_CE_LM.pdf?v=12406716259046007223 | //skylux.eu/cdn/shop/files/E_TD_Technical_File_Skylux_Skylux_160_CE_Electric.pdf?v=3667116872303399239 | <style type="text/css" id="isPasted"><!--td {border: 1px solid #cccccc;}br {mso-data-placement:same-cell;}--></style><table border="1" cellpadding="0" cellspacing="0" dir="ltr" style="table-layout:fixed;font-size:10pt;font-family:Arial;border-collapse:collapse;border:none;"><tbody> <tr style="height:20px;"> <td style="overflow:hidden;padding:0px 3px 0px 3px;vertical-align:bottom;"></td> <td style="overflow:hidden;padding:0px 3px 0px 3px;vertical-align:bottom;"></td> <td style="overflow:hidden;padding:0px 3px 0px 3px;vertical-align:bottom;"></td> <td data-sheets-value='{"1":2,"2":"Ut-value"}' style="overflow:hidden;padding:0px 3px 0px 3px;vertical-align:bottom;font-weight:bold;text-align:center;">Ut-value</td> <td data-sheets-value='{"1":2,"2":"LT-value"}' style="overflow:hidden;padding:0px 3px 0px 3px;vertical-align:bottom;font-weight:bold;text-align:center;">LT-value</td> <td data-sheets-value='{"1":2,"2":"g-value"}' style="overflow:hidden;padding:0px 3px 0px 3px;vertical-align:bottom;font-weight:bold;text-align:center;">g-value</td> <td data-sheets-value='{"1":2,"2":"Rw-value "}' style="overflow:hidden;padding:0px 3px 0px 3px;vertical-align:bottom;font-weight:bold;text-align:center;">Rw-value </td> </tr> <tr style="height:20px;"> <td style="overflow:hidden;padding:0px 3px 0px 3px;vertical-align:bottom;"></td> <td style="overflow:hidden;padding:0px 3px 0px 3px;vertical-align:bottom;"></td> <td style="overflow:hidden;padding:0px 3px 0px 3px;vertical-align:bottom;"></td> <td data-sheets-numberformat='{"1":2,"2":"0.00","3":1}' data-sheets-value='{"1":2,"2":"EN 1873 : 2014"}' style="overflow:hidden;padding:0px 3px 0px 3px;vertical-align:bottom;text-align:center;">EN 1873 : 2014</td> <td data-sheets-numberformat='{"1":2,"2":"0","3":1}' data-sheets-value='{"1":2,"2":"EN ISO 13468 EN 16153 EN 410"}' style="overflow:hidden;padding:0px 3px 0px 3px;vertical-align:bottom;text-align:center;">EN ISO 13468 EN 16153 EN 410</td> <td data-sheets-numberformat='{"1":2,"2":"0","3":1}' data-sheets-value='{"1":2,"2":"EN 410"}' style="overflow:hidden;padding:0px 3px 0px 3px;vertical-align:bottom;text-align:center;">EN 410</td> <td data-sheets-value='{"1":2,"2":"EN ISO 140-3\t\t"}' style="overflow:hidden;padding:0px 3px 0px 3px;vertical-align:bottom;text-align:center;">EN ISO 140-3 </td> </tr> <tr style="height:20px;"> <td data-sheets-value='{"1":2,"2":"Material"}' style="border-bottom:1px solid #000000;overflow:hidden;padding:0px 3px 0px 3px;vertical-align:bottom;background-color:#000000;font-weight:bold;color:#ffffff;">Material</td> <td data-sheets-value='{"1":2,"2":"Walls"}' style="border-bottom:1px solid #000000;overflow:hidden;padding:0px 3px 0px 3px;vertical-align:bottom;background-color:#000000;font-weight:bold;color:#ffffff;">Walls</td> <td data-sheets-value='{"1":2,"2":"Shells"}' style="border-bottom:1px solid #000000;overflow:hidden;padding:0px 3px 0px 3px;vertical-align:bottom;background-color:#000000;font-weight:bold;color:#ffffff;">Shells</td> <td data-sheets-numberformat='{"1":2,"2":"0.00","3":1}' data-sheets-value='{"1":2,"2":"(W/m²K)\t"}' style="border-bottom:1px solid #000000;overflow:hidden;padding:0px 3px 0px 3px;vertical-align:bottom;background-color:#000000;font-weight:bold;color:#ffffff;text-align:center;">(W/m²K) </td> <td data-sheets-numberformat='{"1":2,"2":"0","3":1}' data-sheets-value='{"1":2,"2":"(%)"}' style="border-bottom:1px solid #000000;overflow:hidden;padding:0px 3px 0px 3px;vertical-align:bottom;background-color:#000000;font-weight:bold;color:#ffffff;text-align:center;">(%)</td> <td data-sheets-numberformat='{"1":2,"2":"0","3":1}' data-sheets-value='{"1":2,"2":"(%)"}' style="border-bottom:1px solid #000000;overflow:hidden;padding:0px 3px 0px 3px;vertical-align:bottom;background-color:#000000;font-weight:bold;color:#ffffff;text-align:center;">(%)</td> <td data-sheets-value='{"1":2,"2":"(dB)"}' style="border-bottom:1px solid #000000;overflow:hidden;padding:0px 3px 0px 3px;vertical-align:bottom;background-color:#000000;font-weight:bold;color:#ffffff;text-align:center;">(dB)</td> </tr> <tr style="height:20px;"> <td data-sheets-value='{"1":2,"2":"Acrylic"}' style="border-left:1px solid #000000;overflow:hidden;padding:0px 3px 0px 3px;vertical-align:bottom;">Acrylic</td> <td data-sheets-value='{"1":2,"2":"EW"}' style="overflow:hidden;padding:0px 3px 0px 3px;vertical-align:bottom;">EW</td> <td data-sheets-value='{"1":2,"2":"Clear (H)"}' style="overflow:hidden;padding:0px 3px 0px 3px;vertical-align:bottom;">Clear (H)</td> <td data-sheets-numberformat='{"1":2,"2":"0.00","3":1}' data-sheets-value='{"1":3,"3":1.19}' style="overflow:hidden;padding:0px 3px 0px 3px;vertical-align:bottom;text-align:center;">1.19</td> <td data-sheets-numberformat='{"1":2,"2":"0","3":1}' data-sheets-value='{"1":3,"3":36.9}' style="overflow:hidden;padding:0px 3px 0px 3px;vertical-align:bottom;text-align:center;">37</td> <td data-sheets-numberformat='{"1":2,"2":"0","3":1}' data-sheets-value='{"1":3,"3":57.42}' style="overflow:hidden;padding:0px 3px 0px 3px;vertical-align:bottom;text-align:center;">57</td> <td data-sheets-value='{"1":3,"3":24}' style="border-right:1px solid #000000;overflow:hidden;padding:0px 3px 0px 3px;vertical-align:bottom;text-align:center;">24</td> </tr> <tr style="height:20px;"> <td data-sheets-value='{"1":2,"2":"PMMA"}' style="border-left:1px solid #000000;overflow:hidden;padding:0px 3px 0px 3px;vertical-align:bottom;">PMMA</td> <td style="overflow:hidden;padding:0px 3px 0px 3px;vertical-align:bottom;"></td> <td data-sheets-value='{"1":2,"2":"Opal (O)"}' style="overflow:hidden;padding:0px 3px 0px 3px;vertical-align:bottom;">Opal (O)</td> <td data-sheets-numberformat='{"1":2,"2":"0.00","3":1}' data-sheets-value='{"1":3,"3":1.19}' style="overflow:hidden;padding:0px 3px 0px 3px;vertical-align:bottom;text-align:center;">1.19</td> <td data-sheets-numberformat='{"1":2,"2":"0","3":1}' data-sheets-value='{"1":3,"3":34.03}' style="overflow:hidden;padding:0px 3px 0px 3px;vertical-align:bottom;text-align:center;">34</td> <td data-sheets-numberformat='{"1":2,"2":"0","3":1}' data-sheets-value='{"1":3,"3":50.160000000000004}' style="overflow:hidden;padding:0px 3px 0px 3px;vertical-align:bottom;text-align:center;">50</td> <td data-sheets-value='{"1":3,"3":24}' style="border-right:1px solid #000000;overflow:hidden;padding:0px 3px 0px 3px;vertical-align:bottom;text-align:center;">24</td> </tr> <tr style="height:20px;"> <td style="border-left:1px solid #000000;overflow:hidden;padding:0px 3px 0px 3px;vertical-align:bottom;"></td> <td data-sheets-value='{"1":2,"2":"DW"}' style="overflow:hidden;padding:0px 3px 0px 3px;vertical-align:bottom;">DW</td> <td data-sheets-value='{"1":2,"2":"Clear (H/H)"}' style="overflow:hidden;padding:0px 3px 0px 3px;vertical-align:bottom;">Clear (H/H)</td> <td data-sheets-numberformat='{"1":2,"2":"0.00","3":1}' data-sheets-value='{"1":3,"3":0.98}' style="overflow:hidden;padding:0px 3px 0px 3px;vertical-align:bottom;text-align:center;">0.98</td> <td data-sheets-numberformat='{"1":2,"2":"0","3":1}' data-sheets-value='{"1":3,"3":33.21}' style="overflow:hidden;padding:0px 3px 0px 3px;vertical-align:bottom;text-align:center;">33</td> <td data-sheets-numberformat='{"1":2,"2":"0","3":1}' data-sheets-value='{"1":3,"3":49.5}' style="overflow:hidden;padding:0px 3px 0px 3px;vertical-align:bottom;text-align:center;">50</td> <td data-sheets-value='{"1":3,"3":26}' style="border-right:1px solid #000000;overflow:hidden;padding:0px 3px 0px 3px;vertical-align:bottom;text-align:center;">26</td> </tr> <tr style="height:20px;"> <td style="border-bottom:1px solid #000000;border-left:1px solid #000000;overflow:hidden;padding:0px 3px 0px 3px;vertical-align:bottom;"></td> <td style="border-bottom:1px solid #000000;overflow:hidden;padding:0px 3px 0px 3px;vertical-align:bottom;"></td> <td data-sheets-value='{"1":2,"2":"Opal (O/O)"}' style="border-bottom:1px solid #000000;overflow:hidden;padding:0px 3px 0px 3px;vertical-align:bottom;">Opal (O/O)</td> <td data-sheets-numberformat='{"1":2,"2":"0.00","3":1}' data-sheets-value='{"1":3,"3":0.98}' style="border-bottom:1px solid #000000;overflow:hidden;padding:0px 3px 0px 3px;vertical-align:bottom;text-align:center;">0.98</td> <td data-sheets-numberformat='{"1":2,"2":"0","3":1}' data-sheets-value='{"1":3,"3":28.29}' style="border-bottom:1px solid #000000;overflow:hidden;padding:0px 3px 0px 3px;vertical-align:bottom;text-align:center;">28</td> <td data-sheets-numberformat='{"1":2,"2":"0","3":1}' data-sheets-value='{"1":3,"3":38.28}' style="border-bottom:1px solid #000000;overflow:hidden;padding:0px 3px 0px 3px;vertical-align:bottom;text-align:center;">38</td> <td data-sheets-value='{"1":3,"3":26}' style="border-right:1px solid #000000;border-bottom:1px solid #000000;overflow:hidden;padding:0px 3px 0px 3px;vertical-align:bottom;text-align:center;">26</td> </tr> <tr style="height:20px;"> <td data-sheets-value='{"1":2,"2":"Polycarbonate "}' style="border-left:1px solid #000000;overflow:hidden;padding:0px 3px 0px 3px;vertical-align:bottom;">Polycarbonate </td> <td data-sheets-value='{"1":2,"2":"EW"}' style="overflow:hidden;padding:0px 3px 0px 3px;vertical-align:bottom;">EW</td> <td data-sheets-value='{"1":2,"2":"Clear (A)"}' style="overflow:hidden;padding:0px 3px 0px 3px;vertical-align:bottom;">Clear (A)</td> <td data-sheets-numberformat='{"1":2,"2":"0.00","3":1}' data-sheets-value='{"1":3,"3":1.19}' style="overflow:hidden;padding:0px 3px 0px 3px;vertical-align:bottom;text-align:center;">1.19</td> <td data-sheets-numberformat='{"1":2,"2":"0","3":1}' data-sheets-value='{"1":3,"3":36.08}' style="overflow:hidden;padding:0px 3px 0px 3px;vertical-align:bottom;text-align:center;">36</td> <td data-sheets-numberformat='{"1":2,"2":"0","3":1}' data-sheets-value='{"1":3,"3":54.78}' style="overflow:hidden;padding:0px 3px 0px 3px;vertical-align:bottom;text-align:center;">55</td> <td data-sheets-value='{"1":3,"3":24}' style="border-right:1px solid #000000;overflow:hidden;padding:0px 3px 0px 3px;vertical-align:bottom;text-align:center;">24</td> </tr> <tr style="height:20px;"> <td data-sheets-value='{"1":2,"2":"PC"}' style="border-left:1px solid #000000;overflow:hidden;padding:0px 3px 0px 3px;vertical-align:bottom;">PC</td> <td style="overflow:hidden;padding:0px 3px 0px 3px;vertical-align:bottom;"></td> <td data-sheets-value='{"1":2,"2":"Opal (D)"}' style="overflow:hidden;padding:0px 3px 0px 3px;vertical-align:bottom;">Opal (D)</td> <td data-sheets-numberformat='{"1":2,"2":"0.00","3":1}' data-sheets-value='{"1":3,"3":1.19}' style="overflow:hidden;padding:0px 3px 0px 3px;vertical-align:bottom;text-align:center;">1.19</td> <td data-sheets-numberformat='{"1":2,"2":"0","3":1}' data-sheets-value='{"1":3,"3":23.779999999999998}' style="overflow:hidden;padding:0px 3px 0px 3px;vertical-align:bottom;text-align:center;">24</td> <td data-sheets-numberformat='{"1":2,"2":"0","3":1}' data-sheets-value='{"1":3,"3":39.6}' style="overflow:hidden;padding:0px 3px 0px 3px;vertical-align:bottom;text-align:center;">40</td> <td data-sheets-value='{"1":3,"3":24}' style="border-right:1px solid #000000;overflow:hidden;padding:0px 3px 0px 3px;vertical-align:bottom;text-align:center;">24</td> </tr> <tr style="height:20px;"> <td style="border-left:1px solid #000000;overflow:hidden;padding:0px 3px 0px 3px;vertical-align:bottom;"></td> <td data-sheets-value='{"1":2,"2":"DW"}' style="overflow:hidden;padding:0px 3px 0px 3px;vertical-align:bottom;">DW</td> <td data-sheets-value='{"1":2,"2":"Clear (A/H)"}' style="overflow:hidden;padding:0px 3px 0px 3px;vertical-align:bottom;">Clear (A/H)</td> <td data-sheets-numberformat='{"1":2,"2":"0.00","3":1}' data-sheets-value='{"1":3,"3":0.98}' style="overflow:hidden;padding:0px 3px 0px 3px;vertical-align:bottom;text-align:center;">0.98</td> <td data-sheets-numberformat='{"1":2,"2":"0","3":1}' data-sheets-value='{"1":3,"3":32.39}' style="overflow:hidden;padding:0px 3px 0px 3px;vertical-align:bottom;text-align:center;">32</td> <td data-sheets-numberformat='{"1":2,"2":"0","3":1}' data-sheets-value='{"1":3,"3":47.52}' style="overflow:hidden;padding:0px 3px 0px 3px;vertical-align:bottom;text-align:center;">48</td> <td data-sheets-value='{"1":3,"3":26}' style="border-right:1px solid #000000;overflow:hidden;padding:0px 3px 0px 3px;vertical-align:bottom;text-align:center;">26</td> </tr> <tr style="height:20px;"> <td style="border-left:1px solid #000000;overflow:hidden;padding:0px 3px 0px 3px;vertical-align:bottom;"></td> <td style="overflow:hidden;padding:0px 3px 0px 3px;vertical-align:bottom;"></td> <td data-sheets-value='{"1":2,"2":"Clear (A/A)"}' style="overflow:hidden;padding:0px 3px 0px 3px;vertical-align:bottom;">Clear (A/A)</td> <td data-sheets-numberformat='{"1":2,"2":"0.00","3":1}' data-sheets-value='{"1":3,"3":0.98}' style="overflow:hidden;padding:0px 3px 0px 3px;vertical-align:bottom;text-align:center;">0.98</td> <td data-sheets-numberformat='{"1":2,"2":"0","3":1}' data-sheets-value='{"1":3,"3":31.569999999999997}' style="overflow:hidden;padding:0px 3px 0px 3px;vertical-align:bottom;text-align:center;">32</td> <td data-sheets-numberformat='{"1":2,"2":"0","3":1}' data-sheets-value='{"1":3,"3":45.54}' style="overflow:hidden;padding:0px 3px 0px 3px;vertical-align:bottom;text-align:center;">46</td> <td data-sheets-value='{"1":3,"3":26}' style="border-right:1px solid #000000;overflow:hidden;padding:0px 3px 0px 3px;vertical-align:bottom;text-align:center;">26</td> </tr> <tr style="height:20px;"> <td style="border-left:1px solid #000000;overflow:hidden;padding:0px 3px 0px 3px;vertical-align:bottom;"></td> <td style="overflow:hidden;padding:0px 3px 0px 3px;vertical-align:bottom;"></td> <td data-sheets-value='{"1":2,"2":"Opal (A/O)"}' style="overflow:hidden;padding:0px 3px 0px 3px;vertical-align:bottom;">Opal (A/O)</td> <td data-sheets-numberformat='{"1":2,"2":"0.00","3":1}' data-sheets-value='{"1":3,"3":0.98}' style="overflow:hidden;padding:0px 3px 0px 3px;vertical-align:bottom;text-align:center;">0.98</td> <td data-sheets-numberformat='{"1":2,"2":"0","3":1}' data-sheets-value='{"1":3,"3":29.93}' style="overflow:hidden;padding:0px 3px 0px 3px;vertical-align:bottom;text-align:center;">30</td> <td data-sheets-numberformat='{"1":2,"2":"0","3":1}' data-sheets-value='{"1":3,"3":41.580000000000005}' style="overflow:hidden;padding:0px 3px 0px 3px;vertical-align:bottom;text-align:center;">42</td> <td data-sheets-value='{"1":3,"3":26}' style="border-right:1px solid #000000;overflow:hidden;padding:0px 3px 0px 3px;vertical-align:bottom;text-align:center;">26</td> </tr> <tr style="height:20px;"> <td style="border-bottom:1px solid #000000;border-left:1px solid #000000;overflow:hidden;padding:0px 3px 0px 3px;vertical-align:bottom;"></td> <td style="border-bottom:1px solid #000000;overflow:hidden;padding:0px 3px 0px 3px;vertical-align:bottom;"></td> <td data-sheets-value='{"1":2,"2":"Opal (A/D)"}' style="border-bottom:1px solid #000000;overflow:hidden;padding:0px 3px 0px 3px;vertical-align:bottom;">Opal (A/D)</td> <td data-sheets-numberformat='{"1":2,"2":"0.00","3":1}' data-sheets-value='{"1":3,"3":0.98}' style="border-bottom:1px solid #000000;overflow:hidden;padding:0px 3px 0px 3px;vertical-align:bottom;text-align:center;">0.98</td> <td data-sheets-numberformat='{"1":2,"2":"0","3":1}' data-sheets-value='{"1":3,"3":20.91}' style="border-bottom:1px solid #000000;overflow:hidden;padding:0px 3px 0px 3px;vertical-align:bottom;text-align:center;">21</td> <td data-sheets-numberformat='{"1":2,"2":"0","3":1}' data-sheets-value='{"1":3,"3":33}' style="border-bottom:1px solid #000000;overflow:hidden;padding:0px 3px 0px 3px;vertical-align:bottom;text-align:center;">33</td> <td data-sheets-value='{"1":3,"3":26}' style="border-right:1px solid #000000;border-bottom:1px solid #000000;overflow:hidden;padding:0px 3px 0px 3px;vertical-align:bottom;text-align:center;">26</td> </tr> <tr style="height:20px;"> <td data-sheets-value='{"1":2,"2":"Polycarbonate"}' style="border-left:1px solid #000000;overflow:hidden;padding:0px 3px 0px 3px;vertical-align:bottom;">Polycarbonate</td> <td data-sheets-value='{"1":2,"2":"EW"}' style="overflow:hidden;padding:0px 3px 0px 3px;vertical-align:bottom;">EW</td> <td data-sheets-value='{"1":2,"2":"Heatstop Opal (T)"}' style="overflow:hidden;padding:0px 3px 0px 3px;vertical-align:bottom;">Heatstop Opal (T)</td> <td data-sheets-numberformat='{"1":2,"2":"0.00","3":1}' data-sheets-value='{"1":3,"3":1.19}' style="overflow:hidden;padding:0px 3px 0px 3px;vertical-align:bottom;text-align:center;">1.19</td> <td data-sheets-numberformat='{"1":2,"2":"0","3":1}' data-sheets-value='{"1":3,"3":20.09}' style="overflow:hidden;padding:0px 3px 0px 3px;vertical-align:bottom;text-align:center;">20</td> <td data-sheets-numberformat='{"1":2,"2":"0","3":1}' data-sheets-value='{"1":3,"3":38.940000000000005}' style="overflow:hidden;padding:0px 3px 0px 3px;vertical-align:bottom;text-align:center;">39</td> <td data-sheets-value='{"1":3,"3":24}' style="border-right:1px solid #000000;overflow:hidden;padding:0px 3px 0px 3px;vertical-align:bottom;text-align:center;">24</td> </tr> <tr style="height:20px;"> <td data-sheets-value='{"1":2,"2":"Heatstop PC"}' style="border-left:1px solid #000000;overflow:hidden;padding:0px 3px 0px 3px;vertical-align:bottom;">Heatstop PC</td> <td data-sheets-value='{"1":2,"2":"DW"}' style="overflow:hidden;padding:0px 3px 0px 3px;vertical-align:bottom;">DW</td> <td data-sheets-value='{"1":2,"2":"Clear (T/H)"}' style="overflow:hidden;padding:0px 3px 0px 3px;vertical-align:bottom;">Clear (T/H)</td> <td data-sheets-numberformat='{"1":2,"2":"0.00","3":1}' data-sheets-value='{"1":3,"3":0.98}' style="overflow:hidden;padding:0px 3px 0px 3px;vertical-align:bottom;text-align:center;">0.98</td> <td data-sheets-numberformat='{"1":2,"2":"0","3":1}' data-sheets-value='{"1":3,"3":18.04}' style="overflow:hidden;padding:0px 3px 0px 3px;vertical-align:bottom;text-align:center;">18</td> <td data-sheets-numberformat='{"1":2,"2":"0","3":1}' data-sheets-value='{"1":3,"3":33.660000000000004}' style="overflow:hidden;padding:0px 3px 0px 3px;vertical-align:bottom;text-align:center;">34</td> <td data-sheets-value='{"1":3,"3":26}' style="border-right:1px solid #000000;overflow:hidden;padding:0px 3px 0px 3px;vertical-align:bottom;text-align:center;">26</td> </tr> <tr style="height:20px;"> <td style="border-bottom:1px solid #000000;border-left:1px solid #000000;overflow:hidden;padding:0px 3px 0px 3px;vertical-align:bottom;"></td> <td style="border-bottom:1px solid #000000;overflow:hidden;padding:0px 3px 0px 3px;vertical-align:bottom;"></td> <td data-sheets-value='{"1":2,"2":"Opal (T/O)"}' style="border-bottom:1px solid #000000;overflow:hidden;padding:0px 3px 0px 3px;vertical-align:bottom;">Opal (T/O)</td> <td data-sheets-numberformat='{"1":2,"2":"0.00","3":1}' data-sheets-value='{"1":3,"3":0.98}' style="border-bottom:1px solid #000000;overflow:hidden;padding:0px 3px 0px 3px;vertical-align:bottom;text-align:center;">0.98</td> <td data-sheets-numberformat='{"1":2,"2":"0","3":1}' data-sheets-value='{"1":3,"3":16.81}' style="border-bottom:1px solid #000000;overflow:hidden;padding:0px 3px 0px 3px;vertical-align:bottom;text-align:center;">17</td> <td data-sheets-numberformat='{"1":2,"2":"0","3":1}' data-sheets-value='{"1":3,"3":29.700000000000003}' style="border-bottom:1px solid #000000;overflow:hidden;padding:0px 3px 0px 3px;vertical-align:bottom;text-align:center;">30</td> <td data-sheets-value='{"1":3,"3":26}' style="border-right:1px solid #000000;border-bottom:1px solid #000000;overflow:hidden;padding:0px 3px 0px 3px;vertical-align:bottom;text-align:center;">26</td> </tr> </tbody></table> | skylux-160-ce-met-koepel-en-metaalopstand-met-lm-motor-pvc-raam-type-ep25-en-windvang-1300-x-2000-mm | 8586001744205 | 46872282595661
Smoke and heat exhaust (SHEV) | SHE system | Skylux | Skylux 160° CE with skylight and metal curb with LM-actuator, PVC frame type EP25 and spoiler 1300 x 2200 mm |  | 50956 | 5412970509561 | 6384 | Yes | 30-45 | 143.37 | 1300 x 2200 mm | 2200 | 1300 |  | metal curb M30 (30 cm high) | Rectangular | 1.19 W/m²K - 0.98 W/m²K | 57% - 30% | 37% - 17% | 24dB - 26dB | 160° CE (for industry) | PVC frame EP25 | with spoiler | E | Single actuator | Maximum double-walled skylight possible for this product | Ut-value LT-value g-value Rw-value EN 1873 : 2014 EN ISO 13468 EN 16153 EN 410 EN 410 EN ISO 140-3 Material Walls Shells (W/m²K) (%) (%) (dB) Acrylic EW Clear (H) 1.19 37 57 24 PMMA Opal (O) 1.19 34 50 24 DW Clear (H/H) 0.98 33 50 26 Opal (O/O) 0.98 28 38 26 Polycarbonate EW Clear (A) 1.19 36 55 24 PC Opal (D) 1.19 24 40 24 DW Clear (A/H) 0.98 32 48 26 Clear (A/A) 0.98 32 46 26 Opal (A/O) 0.98 30 42 26 Opal (A/D) 0.98 21 33 26 Polycarbonate EW Heatstop Opal (T) 1.19 20 39 24 Heatstop PC DW Clear (T/H) 0.98 18 34 26 Opal (T/O) 0.98 17 30 26 | https://skylux.eu/en/products/skylux-160-ce-met-koepel-en-metaalopstand-met-lm-motor-pvc-raam-type-ep25-en-windvang-1300-x-2200-mm | https://skylux.eu/cdn/shop/files/Skylux-160deg-CE-met-koepel-en-metaalopstand-met-LM-motor-pvc-raam-type-EP25-en-windvang-1300-x-2200-mm-RWA-systeem.jpg?v=1702977205&width=1600 | https://skylux.eu/cdn/shop/files/e5a82811-1bb0-48e4-a776-cacb59c7c092_b0c1ffa8-5323-4b05-8c2d-90ae107cfa18.jpg?v=1688550311&width=1600 | //skylux.eu/cdn/shop/files/E_MH_Mounting_instructions_Skylux_160_CE_LM.pdf?v=12406716259046007223 | //skylux.eu/cdn/shop/files/E_TD_Technical_File_Skylux_Skylux_160_CE_Electric.pdf?v=3667116872303399239 | <style type="text/css" id="isPasted"><!--td {border: 1px solid #cccccc;}br {mso-data-placement:same-cell;}--></style><table border="1" cellpadding="0" cellspacing="0" dir="ltr" style="table-layout:fixed;font-size:10pt;font-family:Arial;border-collapse:collapse;border:none;"><tbody> <tr style="height:20px;"> <td style="overflow:hidden;padding:0px 3px 0px 3px;vertical-align:bottom;"></td> <td style="overflow:hidden;padding:0px 3px 0px 3px;vertical-align:bottom;"></td> <td style="overflow:hidden;padding:0px 3px 0px 3px;vertical-align:bottom;"></td> <td data-sheets-value='{"1":2,"2":"Ut-value"}' style="overflow:hidden;padding:0px 3px 0px 3px;vertical-align:bottom;font-weight:bold;text-align:center;">Ut-value</td> <td data-sheets-value='{"1":2,"2":"LT-value"}' style="overflow:hidden;padding:0px 3px 0px 3px;vertical-align:bottom;font-weight:bold;text-align:center;">LT-value</td> <td data-sheets-value='{"1":2,"2":"g-value"}' style="overflow:hidden;padding:0px 3px 0px 3px;vertical-align:bottom;font-weight:bold;text-align:center;">g-value</td> <td data-sheets-value='{"1":2,"2":"Rw-value "}' style="overflow:hidden;padding:0px 3px 0px 3px;vertical-align:bottom;font-weight:bold;text-align:center;">Rw-value </td> </tr> <tr style="height:20px;"> <td style="overflow:hidden;padding:0px 3px 0px 3px;vertical-align:bottom;"></td> <td style="overflow:hidden;padding:0px 3px 0px 3px;vertical-align:bottom;"></td> <td style="overflow:hidden;padding:0px 3px 0px 3px;vertical-align:bottom;"></td> <td data-sheets-numberformat='{"1":2,"2":"0.00","3":1}' data-sheets-value='{"1":2,"2":"EN 1873 : 2014"}' style="overflow:hidden;padding:0px 3px 0px 3px;vertical-align:bottom;text-align:center;">EN 1873 : 2014</td> <td data-sheets-numberformat='{"1":2,"2":"0","3":1}' data-sheets-value='{"1":2,"2":"EN ISO 13468 EN 16153 EN 410"}' style="overflow:hidden;padding:0px 3px 0px 3px;vertical-align:bottom;text-align:center;">EN ISO 13468 EN 16153 EN 410</td> <td data-sheets-numberformat='{"1":2,"2":"0","3":1}' data-sheets-value='{"1":2,"2":"EN 410"}' style="overflow:hidden;padding:0px 3px 0px 3px;vertical-align:bottom;text-align:center;">EN 410</td> <td data-sheets-value='{"1":2,"2":"EN ISO 140-3\t\t"}' style="overflow:hidden;padding:0px 3px 0px 3px;vertical-align:bottom;text-align:center;">EN ISO 140-3 </td> </tr> <tr style="height:20px;"> <td data-sheets-value='{"1":2,"2":"Material"}' style="border-bottom:1px solid #000000;overflow:hidden;padding:0px 3px 0px 3px;vertical-align:bottom;background-color:#000000;font-weight:bold;color:#ffffff;">Material</td> <td data-sheets-value='{"1":2,"2":"Walls"}' style="border-bottom:1px solid #000000;overflow:hidden;padding:0px 3px 0px 3px;vertical-align:bottom;background-color:#000000;font-weight:bold;color:#ffffff;">Walls</td> <td data-sheets-value='{"1":2,"2":"Shells"}' style="border-bottom:1px solid #000000;overflow:hidden;padding:0px 3px 0px 3px;vertical-align:bottom;background-color:#000000;font-weight:bold;color:#ffffff;">Shells</td> <td data-sheets-numberformat='{"1":2,"2":"0.00","3":1}' data-sheets-value='{"1":2,"2":"(W/m²K)\t"}' style="border-bottom:1px solid #000000;overflow:hidden;padding:0px 3px 0px 3px;vertical-align:bottom;background-color:#000000;font-weight:bold;color:#ffffff;text-align:center;">(W/m²K) </td> <td data-sheets-numberformat='{"1":2,"2":"0","3":1}' data-sheets-value='{"1":2,"2":"(%)"}' style="border-bottom:1px solid #000000;overflow:hidden;padding:0px 3px 0px 3px;vertical-align:bottom;background-color:#000000;font-weight:bold;color:#ffffff;text-align:center;">(%)</td> <td data-sheets-numberformat='{"1":2,"2":"0","3":1}' data-sheets-value='{"1":2,"2":"(%)"}' style="border-bottom:1px solid #000000;overflow:hidden;padding:0px 3px 0px 3px;vertical-align:bottom;background-color:#000000;font-weight:bold;color:#ffffff;text-align:center;">(%)</td> <td data-sheets-value='{"1":2,"2":"(dB)"}' style="border-bottom:1px solid #000000;overflow:hidden;padding:0px 3px 0px 3px;vertical-align:bottom;background-color:#000000;font-weight:bold;color:#ffffff;text-align:center;">(dB)</td> </tr> <tr style="height:20px;"> <td data-sheets-value='{"1":2,"2":"Acrylic"}' style="border-left:1px solid #000000;overflow:hidden;padding:0px 3px 0px 3px;vertical-align:bottom;">Acrylic</td> <td data-sheets-value='{"1":2,"2":"EW"}' style="overflow:hidden;padding:0px 3px 0px 3px;vertical-align:bottom;">EW</td> <td data-sheets-value='{"1":2,"2":"Clear (H)"}' style="overflow:hidden;padding:0px 3px 0px 3px;vertical-align:bottom;">Clear (H)</td> <td data-sheets-numberformat='{"1":2,"2":"0.00","3":1}' data-sheets-value='{"1":3,"3":1.19}' style="overflow:hidden;padding:0px 3px 0px 3px;vertical-align:bottom;text-align:center;">1.19</td> <td data-sheets-numberformat='{"1":2,"2":"0","3":1}' data-sheets-value='{"1":3,"3":36.9}' style="overflow:hidden;padding:0px 3px 0px 3px;vertical-align:bottom;text-align:center;">37</td> <td data-sheets-numberformat='{"1":2,"2":"0","3":1}' data-sheets-value='{"1":3,"3":57.42}' style="overflow:hidden;padding:0px 3px 0px 3px;vertical-align:bottom;text-align:center;">57</td> <td data-sheets-value='{"1":3,"3":24}' style="border-right:1px solid #000000;overflow:hidden;padding:0px 3px 0px 3px;vertical-align:bottom;text-align:center;">24</td> </tr> <tr style="height:20px;"> <td data-sheets-value='{"1":2,"2":"PMMA"}' style="border-left:1px solid #000000;overflow:hidden;padding:0px 3px 0px 3px;vertical-align:bottom;">PMMA</td> <td style="overflow:hidden;padding:0px 3px 0px 3px;vertical-align:bottom;"></td> <td data-sheets-value='{"1":2,"2":"Opal (O)"}' style="overflow:hidden;padding:0px 3px 0px 3px;vertical-align:bottom;">Opal (O)</td> <td data-sheets-numberformat='{"1":2,"2":"0.00","3":1}' data-sheets-value='{"1":3,"3":1.19}' style="overflow:hidden;padding:0px 3px 0px 3px;vertical-align:bottom;text-align:center;">1.19</td> <td data-sheets-numberformat='{"1":2,"2":"0","3":1}' data-sheets-value='{"1":3,"3":34.03}' style="overflow:hidden;padding:0px 3px 0px 3px;vertical-align:bottom;text-align:center;">34</td> <td data-sheets-numberformat='{"1":2,"2":"0","3":1}' data-sheets-value='{"1":3,"3":50.160000000000004}' style="overflow:hidden;padding:0px 3px 0px 3px;vertical-align:bottom;text-align:center;">50</td> <td data-sheets-value='{"1":3,"3":24}' style="border-right:1px solid #000000;overflow:hidden;padding:0px 3px 0px 3px;vertical-align:bottom;text-align:center;">24</td> </tr> <tr style="height:20px;"> <td style="border-left:1px solid #000000;overflow:hidden;padding:0px 3px 0px 3px;vertical-align:bottom;"></td> <td data-sheets-value='{"1":2,"2":"DW"}' style="overflow:hidden;padding:0px 3px 0px 3px;vertical-align:bottom;">DW</td> <td data-sheets-value='{"1":2,"2":"Clear (H/H)"}' style="overflow:hidden;padding:0px 3px 0px 3px;vertical-align:bottom;">Clear (H/H)</td> <td data-sheets-numberformat='{"1":2,"2":"0.00","3":1}' data-sheets-value='{"1":3,"3":0.98}' style="overflow:hidden;padding:0px 3px 0px 3px;vertical-align:bottom;text-align:center;">0.98</td> <td data-sheets-numberformat='{"1":2,"2":"0","3":1}' data-sheets-value='{"1":3,"3":33.21}' style="overflow:hidden;padding:0px 3px 0px 3px;vertical-align:bottom;text-align:center;">33</td> <td data-sheets-numberformat='{"1":2,"2":"0","3":1}' data-sheets-value='{"1":3,"3":49.5}' style="overflow:hidden;padding:0px 3px 0px 3px;vertical-align:bottom;text-align:center;">50</td> <td data-sheets-value='{"1":3,"3":26}' style="border-right:1px solid #000000;overflow:hidden;padding:0px 3px 0px 3px;vertical-align:bottom;text-align:center;">26</td> </tr> <tr style="height:20px;"> <td style="border-bottom:1px solid #000000;border-left:1px solid #000000;overflow:hidden;padding:0px 3px 0px 3px;vertical-align:bottom;"></td> <td style="border-bottom:1px solid #000000;overflow:hidden;padding:0px 3px 0px 3px;vertical-align:bottom;"></td> <td data-sheets-value='{"1":2,"2":"Opal (O/O)"}' style="border-bottom:1px solid #000000;overflow:hidden;padding:0px 3px 0px 3px;vertical-align:bottom;">Opal (O/O)</td> <td data-sheets-numberformat='{"1":2,"2":"0.00","3":1}' data-sheets-value='{"1":3,"3":0.98}' style="border-bottom:1px solid #000000;overflow:hidden;padding:0px 3px 0px 3px;vertical-align:bottom;text-align:center;">0.98</td> <td data-sheets-numberformat='{"1":2,"2":"0","3":1}' data-sheets-value='{"1":3,"3":28.29}' style="border-bottom:1px solid #000000;overflow:hidden;padding:0px 3px 0px 3px;vertical-align:bottom;text-align:center;">28</td> <td data-sheets-numberformat='{"1":2,"2":"0","3":1}' data-sheets-value='{"1":3,"3":38.28}' style="border-bottom:1px solid #000000;overflow:hidden;padding:0px 3px 0px 3px;vertical-align:bottom;text-align:center;">38</td> <td data-sheets-value='{"1":3,"3":26}' style="border-right:1px solid #000000;border-bottom:1px solid #000000;overflow:hidden;padding:0px 3px 0px 3px;vertical-align:bottom;text-align:center;">26</td> </tr> <tr style="height:20px;"> <td data-sheets-value='{"1":2,"2":"Polycarbonate "}' style="border-left:1px solid #000000;overflow:hidden;padding:0px 3px 0px 3px;vertical-align:bottom;">Polycarbonate </td> <td data-sheets-value='{"1":2,"2":"EW"}' style="overflow:hidden;padding:0px 3px 0px 3px;vertical-align:bottom;">EW</td> <td data-sheets-value='{"1":2,"2":"Clear (A)"}' style="overflow:hidden;padding:0px 3px 0px 3px;vertical-align:bottom;">Clear (A)</td> <td data-sheets-numberformat='{"1":2,"2":"0.00","3":1}' data-sheets-value='{"1":3,"3":1.19}' style="overflow:hidden;padding:0px 3px 0px 3px;vertical-align:bottom;text-align:center;">1.19</td> <td data-sheets-numberformat='{"1":2,"2":"0","3":1}' data-sheets-value='{"1":3,"3":36.08}' style="overflow:hidden;padding:0px 3px 0px 3px;vertical-align:bottom;text-align:center;">36</td> <td data-sheets-numberformat='{"1":2,"2":"0","3":1}' data-sheets-value='{"1":3,"3":54.78}' style="overflow:hidden;padding:0px 3px 0px 3px;vertical-align:bottom;text-align:center;">55</td> <td data-sheets-value='{"1":3,"3":24}' style="border-right:1px solid #000000;overflow:hidden;padding:0px 3px 0px 3px;vertical-align:bottom;text-align:center;">24</td> </tr> <tr style="height:20px;"> <td data-sheets-value='{"1":2,"2":"PC"}' style="border-left:1px solid #000000;overflow:hidden;padding:0px 3px 0px 3px;vertical-align:bottom;">PC</td> <td style="overflow:hidden;padding:0px 3px 0px 3px;vertical-align:bottom;"></td> <td data-sheets-value='{"1":2,"2":"Opal (D)"}' style="overflow:hidden;padding:0px 3px 0px 3px;vertical-align:bottom;">Opal (D)</td> <td data-sheets-numberformat='{"1":2,"2":"0.00","3":1}' data-sheets-value='{"1":3,"3":1.19}' style="overflow:hidden;padding:0px 3px 0px 3px;vertical-align:bottom;text-align:center;">1.19</td> <td data-sheets-numberformat='{"1":2,"2":"0","3":1}' data-sheets-value='{"1":3,"3":23.779999999999998}' style="overflow:hidden;padding:0px 3px 0px 3px;vertical-align:bottom;text-align:center;">24</td> <td data-sheets-numberformat='{"1":2,"2":"0","3":1}' data-sheets-value='{"1":3,"3":39.6}' style="overflow:hidden;padding:0px 3px 0px 3px;vertical-align:bottom;text-align:center;">40</td> <td data-sheets-value='{"1":3,"3":24}' style="border-right:1px solid #000000;overflow:hidden;padding:0px 3px 0px 3px;vertical-align:bottom;text-align:center;">24</td> </tr> <tr style="height:20px;"> <td style="border-left:1px solid #000000;overflow:hidden;padding:0px 3px 0px 3px;vertical-align:bottom;"></td> <td data-sheets-value='{"1":2,"2":"DW"}' style="overflow:hidden;padding:0px 3px 0px 3px;vertical-align:bottom;">DW</td> <td data-sheets-value='{"1":2,"2":"Clear (A/H)"}' style="overflow:hidden;padding:0px 3px 0px 3px;vertical-align:bottom;">Clear (A/H)</td> <td data-sheets-numberformat='{"1":2,"2":"0.00","3":1}' data-sheets-value='{"1":3,"3":0.98}' style="overflow:hidden;padding:0px 3px 0px 3px;vertical-align:bottom;text-align:center;">0.98</td> <td data-sheets-numberformat='{"1":2,"2":"0","3":1}' data-sheets-value='{"1":3,"3":32.39}' style="overflow:hidden;padding:0px 3px 0px 3px;vertical-align:bottom;text-align:center;">32</td> <td data-sheets-numberformat='{"1":2,"2":"0","3":1}' data-sheets-value='{"1":3,"3":47.52}' style="overflow:hidden;padding:0px 3px 0px 3px;vertical-align:bottom;text-align:center;">48</td> <td data-sheets-value='{"1":3,"3":26}' style="border-right:1px solid #000000;overflow:hidden;padding:0px 3px 0px 3px;vertical-align:bottom;text-align:center;">26</td> </tr> <tr style="height:20px;"> <td style="border-left:1px solid #000000;overflow:hidden;padding:0px 3px 0px 3px;vertical-align:bottom;"></td> <td style="overflow:hidden;padding:0px 3px 0px 3px;vertical-align:bottom;"></td> <td data-sheets-value='{"1":2,"2":"Clear (A/A)"}' style="overflow:hidden;padding:0px 3px 0px 3px;vertical-align:bottom;">Clear (A/A)</td> <td data-sheets-numberformat='{"1":2,"2":"0.00","3":1}' data-sheets-value='{"1":3,"3":0.98}' style="overflow:hidden;padding:0px 3px 0px 3px;vertical-align:bottom;text-align:center;">0.98</td> <td data-sheets-numberformat='{"1":2,"2":"0","3":1}' data-sheets-value='{"1":3,"3":31.569999999999997}' style="overflow:hidden;padding:0px 3px 0px 3px;vertical-align:bottom;text-align:center;">32</td> <td data-sheets-numberformat='{"1":2,"2":"0","3":1}' data-sheets-value='{"1":3,"3":45.54}' style="overflow:hidden;padding:0px 3px 0px 3px;vertical-align:bottom;text-align:center;">46</td> <td data-sheets-value='{"1":3,"3":26}' style="border-right:1px solid #000000;overflow:hidden;padding:0px 3px 0px 3px;vertical-align:bottom;text-align:center;">26</td> </tr> <tr style="height:20px;"> <td style="border-left:1px solid #000000;overflow:hidden;padding:0px 3px 0px 3px;vertical-align:bottom;"></td> <td style="overflow:hidden;padding:0px 3px 0px 3px;vertical-align:bottom;"></td> <td data-sheets-value='{"1":2,"2":"Opal (A/O)"}' style="overflow:hidden;padding:0px 3px 0px 3px;vertical-align:bottom;">Opal (A/O)</td> <td data-sheets-numberformat='{"1":2,"2":"0.00","3":1}' data-sheets-value='{"1":3,"3":0.98}' style="overflow:hidden;padding:0px 3px 0px 3px;vertical-align:bottom;text-align:center;">0.98</td> <td data-sheets-numberformat='{"1":2,"2":"0","3":1}' data-sheets-value='{"1":3,"3":29.93}' style="overflow:hidden;padding:0px 3px 0px 3px;vertical-align:bottom;text-align:center;">30</td> <td data-sheets-numberformat='{"1":2,"2":"0","3":1}' data-sheets-value='{"1":3,"3":41.580000000000005}' style="overflow:hidden;padding:0px 3px 0px 3px;vertical-align:bottom;text-align:center;">42</td> <td data-sheets-value='{"1":3,"3":26}' style="border-right:1px solid #000000;overflow:hidden;padding:0px 3px 0px 3px;vertical-align:bottom;text-align:center;">26</td> </tr> <tr style="height:20px;"> <td style="border-bottom:1px solid #000000;border-left:1px solid #000000;overflow:hidden;padding:0px 3px 0px 3px;vertical-align:bottom;"></td> <td style="border-bottom:1px solid #000000;overflow:hidden;padding:0px 3px 0px 3px;vertical-align:bottom;"></td> <td data-sheets-value='{"1":2,"2":"Opal (A/D)"}' style="border-bottom:1px solid #000000;overflow:hidden;padding:0px 3px 0px 3px;vertical-align:bottom;">Opal (A/D)</td> <td data-sheets-numberformat='{"1":2,"2":"0.00","3":1}' data-sheets-value='{"1":3,"3":0.98}' style="border-bottom:1px solid #000000;overflow:hidden;padding:0px 3px 0px 3px;vertical-align:bottom;text-align:center;">0.98</td> <td data-sheets-numberformat='{"1":2,"2":"0","3":1}' data-sheets-value='{"1":3,"3":20.91}' style="border-bottom:1px solid #000000;overflow:hidden;padding:0px 3px 0px 3px;vertical-align:bottom;text-align:center;">21</td> <td data-sheets-numberformat='{"1":2,"2":"0","3":1}' data-sheets-value='{"1":3,"3":33}' style="border-bottom:1px solid #000000;overflow:hidden;padding:0px 3px 0px 3px;vertical-align:bottom;text-align:center;">33</td> <td data-sheets-value='{"1":3,"3":26}' style="border-right:1px solid #000000;border-bottom:1px solid #000000;overflow:hidden;padding:0px 3px 0px 3px;vertical-align:bottom;text-align:center;">26</td> </tr> <tr style="height:20px;"> <td data-sheets-value='{"1":2,"2":"Polycarbonate"}' style="border-left:1px solid #000000;overflow:hidden;padding:0px 3px 0px 3px;vertical-align:bottom;">Polycarbonate</td> <td data-sheets-value='{"1":2,"2":"EW"}' style="overflow:hidden;padding:0px 3px 0px 3px;vertical-align:bottom;">EW</td> <td data-sheets-value='{"1":2,"2":"Heatstop Opal (T)"}' style="overflow:hidden;padding:0px 3px 0px 3px;vertical-align:bottom;">Heatstop Opal (T)</td> <td data-sheets-numberformat='{"1":2,"2":"0.00","3":1}' data-sheets-value='{"1":3,"3":1.19}' style="overflow:hidden;padding:0px 3px 0px 3px;vertical-align:bottom;text-align:center;">1.19</td> <td data-sheets-numberformat='{"1":2,"2":"0","3":1}' data-sheets-value='{"1":3,"3":20.09}' style="overflow:hidden;padding:0px 3px 0px 3px;vertical-align:bottom;text-align:center;">20</td> <td data-sheets-numberformat='{"1":2,"2":"0","3":1}' data-sheets-value='{"1":3,"3":38.940000000000005}' style="overflow:hidden;padding:0px 3px 0px 3px;vertical-align:bottom;text-align:center;">39</td> <td data-sheets-value='{"1":3,"3":24}' style="border-right:1px solid #000000;overflow:hidden;padding:0px 3px 0px 3px;vertical-align:bottom;text-align:center;">24</td> </tr> <tr style="height:20px;"> <td data-sheets-value='{"1":2,"2":"Heatstop PC"}' style="border-left:1px solid #000000;overflow:hidden;padding:0px 3px 0px 3px;vertical-align:bottom;">Heatstop PC</td> <td data-sheets-value='{"1":2,"2":"DW"}' style="overflow:hidden;padding:0px 3px 0px 3px;vertical-align:bottom;">DW</td> <td data-sheets-value='{"1":2,"2":"Clear (T/H)"}' style="overflow:hidden;padding:0px 3px 0px 3px;vertical-align:bottom;">Clear (T/H)</td> <td data-sheets-numberformat='{"1":2,"2":"0.00","3":1}' data-sheets-value='{"1":3,"3":0.98}' style="overflow:hidden;padding:0px 3px 0px 3px;vertical-align:bottom;text-align:center;">0.98</td> <td data-sheets-numberformat='{"1":2,"2":"0","3":1}' data-sheets-value='{"1":3,"3":18.04}' style="overflow:hidden;padding:0px 3px 0px 3px;vertical-align:bottom;text-align:center;">18</td> <td data-sheets-numberformat='{"1":2,"2":"0","3":1}' data-sheets-value='{"1":3,"3":33.660000000000004}' style="overflow:hidden;padding:0px 3px 0px 3px;vertical-align:bottom;text-align:center;">34</td> <td data-sheets-value='{"1":3,"3":26}' style="border-right:1px solid #000000;overflow:hidden;padding:0px 3px 0px 3px;vertical-align:bottom;text-align:center;">26</td> </tr> <tr style="height:20px;"> <td style="border-bottom:1px solid #000000;border-left:1px solid #000000;overflow:hidden;padding:0px 3px 0px 3px;vertical-align:bottom;"></td> <td style="border-bottom:1px solid #000000;overflow:hidden;padding:0px 3px 0px 3px;vertical-align:bottom;"></td> <td data-sheets-value='{"1":2,"2":"Opal (T/O)"}' style="border-bottom:1px solid #000000;overflow:hidden;padding:0px 3px 0px 3px;vertical-align:bottom;">Opal (T/O)</td> <td data-sheets-numberformat='{"1":2,"2":"0.00","3":1}' data-sheets-value='{"1":3,"3":0.98}' style="border-bottom:1px solid #000000;overflow:hidden;padding:0px 3px 0px 3px;vertical-align:bottom;text-align:center;">0.98</td> <td data-sheets-numberformat='{"1":2,"2":"0","3":1}' data-sheets-value='{"1":3,"3":16.81}' style="border-bottom:1px solid #000000;overflow:hidden;padding:0px 3px 0px 3px;vertical-align:bottom;text-align:center;">17</td> <td data-sheets-numberformat='{"1":2,"2":"0","3":1}' data-sheets-value='{"1":3,"3":29.700000000000003}' style="border-bottom:1px solid #000000;overflow:hidden;padding:0px 3px 0px 3px;vertical-align:bottom;text-align:center;">30</td> <td data-sheets-value='{"1":3,"3":26}' style="border-right:1px solid #000000;border-bottom:1px solid #000000;overflow:hidden;padding:0px 3px 0px 3px;vertical-align:bottom;text-align:center;">26</td> </tr> </tbody></table> | skylux-160-ce-met-koepel-en-metaalopstand-met-lm-motor-pvc-raam-type-ep25-en-windvang-1300-x-2200-mm | 8586001842509 | 46872282825037
Smoke and heat exhaust (SHEV) | SHE system | Skylux | Skylux 160° CE with skylight and metal curb with LM-actuator, PVC frame type EP25 and spoiler 1300 x 2300 mm |  | 50957 | 5412970509578 | 6580 | Yes | 30-45 | 149.07 | 1300 x 2300 mm | 2300 | 1300 |  | metal curb M30 (30 cm high) | Rectangular | 1.19 W/m²K - 0.98 W/m²K | 57% - 30% | 37% - 17% | 24dB - 26dB | 160° CE (for industry) | PVC frame EP25 | with spoiler | E | Single actuator | Maximum double-walled skylight possible for this product | Ut-value LT-value g-value Rw-value EN 1873 : 2014 EN ISO 13468 EN 16153 EN 410 EN 410 EN ISO 140-3 Material Walls Shells (W/m²K) (%) (%) (dB) Acrylic EW Clear (H) 1.19 37 57 24 PMMA Opal (O) 1.19 34 50 24 DW Clear (H/H) 0.98 33 50 26 Opal (O/O) 0.98 28 38 26 Polycarbonate EW Clear (A) 1.19 36 55 24 PC Opal (D) 1.19 24 40 24 DW Clear (A/H) 0.98 32 48 26 Clear (A/A) 0.98 32 46 26 Opal (A/O) 0.98 30 42 26 Opal (A/D) 0.98 21 33 26 Polycarbonate EW Heatstop Opal (T) 1.19 20 39 24 Heatstop PC DW Clear (T/H) 0.98 18 34 26 Opal (T/O) 0.98 17 30 26 | https://skylux.eu/en/products/skylux-160-ce-met-koepel-en-metaalopstand-met-lm-motor-pvc-raam-type-ep25-en-windvang-1300-x-2300-mm | https://skylux.eu/cdn/shop/files/Skylux-160deg-CE-met-koepel-en-metaalopstand-met-LM-motor-pvc-raam-type-EP25-en-windvang-1300-x-2300-mm-RWA-systeem.jpg?v=1702977210&width=1600 | https://skylux.eu/cdn/shop/files/e5a82811-1bb0-48e4-a776-cacb59c7c092_595798c1-ad1b-4531-8dd7-7a01a4a43c26.jpg?v=1688550312&width=1600 | //skylux.eu/cdn/shop/files/E_MH_Mounting_instructions_Skylux_160_CE_LM.pdf?v=12406716259046007223 | //skylux.eu/cdn/shop/files/E_TD_Technical_File_Skylux_Skylux_160_CE_Electric.pdf?v=3667116872303399239 | <style type="text/css" id="isPasted"><!--td {border: 1px solid #cccccc;}br {mso-data-placement:same-cell;}--></style><table border="1" cellpadding="0" cellspacing="0" dir="ltr" style="table-layout:fixed;font-size:10pt;font-family:Arial;border-collapse:collapse;border:none;"><tbody> <tr style="height:20px;"> <td style="overflow:hidden;padding:0px 3px 0px 3px;vertical-align:bottom;"></td> <td style="overflow:hidden;padding:0px 3px 0px 3px;vertical-align:bottom;"></td> <td style="overflow:hidden;padding:0px 3px 0px 3px;vertical-align:bottom;"></td> <td data-sheets-value='{"1":2,"2":"Ut-value"}' style="overflow:hidden;padding:0px 3px 0px 3px;vertical-align:bottom;font-weight:bold;text-align:center;">Ut-value</td> <td data-sheets-value='{"1":2,"2":"LT-value"}' style="overflow:hidden;padding:0px 3px 0px 3px;vertical-align:bottom;font-weight:bold;text-align:center;">LT-value</td> <td data-sheets-value='{"1":2,"2":"g-value"}' style="overflow:hidden;padding:0px 3px 0px 3px;vertical-align:bottom;font-weight:bold;text-align:center;">g-value</td> <td data-sheets-value='{"1":2,"2":"Rw-value "}' style="overflow:hidden;padding:0px 3px 0px 3px;vertical-align:bottom;font-weight:bold;text-align:center;">Rw-value </td> </tr> <tr style="height:20px;"> <td style="overflow:hidden;padding:0px 3px 0px 3px;vertical-align:bottom;"></td> <td style="overflow:hidden;padding:0px 3px 0px 3px;vertical-align:bottom;"></td> <td style="overflow:hidden;padding:0px 3px 0px 3px;vertical-align:bottom;"></td> <td data-sheets-numberformat='{"1":2,"2":"0.00","3":1}' data-sheets-value='{"1":2,"2":"EN 1873 : 2014"}' style="overflow:hidden;padding:0px 3px 0px 3px;vertical-align:bottom;text-align:center;">EN 1873 : 2014</td> <td data-sheets-numberformat='{"1":2,"2":"0","3":1}' data-sheets-value='{"1":2,"2":"EN ISO 13468 EN 16153 EN 410"}' style="overflow:hidden;padding:0px 3px 0px 3px;vertical-align:bottom;text-align:center;">EN ISO 13468 EN 16153 EN 410</td> <td data-sheets-numberformat='{"1":2,"2":"0","3":1}' data-sheets-value='{"1":2,"2":"EN 410"}' style="overflow:hidden;padding:0px 3px 0px 3px;vertical-align:bottom;text-align:center;">EN 410</td> <td data-sheets-value='{"1":2,"2":"EN ISO 140-3\t\t"}' style="overflow:hidden;padding:0px 3px 0px 3px;vertical-align:bottom;text-align:center;">EN ISO 140-3 </td> </tr> <tr style="height:20px;"> <td data-sheets-value='{"1":2,"2":"Material"}' style="border-bottom:1px solid #000000;overflow:hidden;padding:0px 3px 0px 3px;vertical-align:bottom;background-color:#000000;font-weight:bold;color:#ffffff;">Material</td> <td data-sheets-value='{"1":2,"2":"Walls"}' style="border-bottom:1px solid #000000;overflow:hidden;padding:0px 3px 0px 3px;vertical-align:bottom;background-color:#000000;font-weight:bold;color:#ffffff;">Walls</td> <td data-sheets-value='{"1":2,"2":"Shells"}' style="border-bottom:1px solid #000000;overflow:hidden;padding:0px 3px 0px 3px;vertical-align:bottom;background-color:#000000;font-weight:bold;color:#ffffff;">Shells</td> <td data-sheets-numberformat='{"1":2,"2":"0.00","3":1}' data-sheets-value='{"1":2,"2":"(W/m²K)\t"}' style="border-bottom:1px solid #000000;overflow:hidden;padding:0px 3px 0px 3px;vertical-align:bottom;background-color:#000000;font-weight:bold;color:#ffffff;text-align:center;">(W/m²K) </td> <td data-sheets-numberformat='{"1":2,"2":"0","3":1}' data-sheets-value='{"1":2,"2":"(%)"}' style="border-bottom:1px solid #000000;overflow:hidden;padding:0px 3px 0px 3px;vertical-align:bottom;background-color:#000000;font-weight:bold;color:#ffffff;text-align:center;">(%)</td> <td data-sheets-numberformat='{"1":2,"2":"0","3":1}' data-sheets-value='{"1":2,"2":"(%)"}' style="border-bottom:1px solid #000000;overflow:hidden;padding:0px 3px 0px 3px;vertical-align:bottom;background-color:#000000;font-weight:bold;color:#ffffff;text-align:center;">(%)</td> <td data-sheets-value='{"1":2,"2":"(dB)"}' style="border-bottom:1px solid #000000;overflow:hidden;padding:0px 3px 0px 3px;vertical-align:bottom;background-color:#000000;font-weight:bold;color:#ffffff;text-align:center;">(dB)</td> </tr> <tr style="height:20px;"> <td data-sheets-value='{"1":2,"2":"Acrylic"}' style="border-left:1px solid #000000;overflow:hidden;padding:0px 3px 0px 3px;vertical-align:bottom;">Acrylic</td> <td data-sheets-value='{"1":2,"2":"EW"}' style="overflow:hidden;padding:0px 3px 0px 3px;vertical-align:bottom;">EW</td> <td data-sheets-value='{"1":2,"2":"Clear (H)"}' style="overflow:hidden;padding:0px 3px 0px 3px;vertical-align:bottom;">Clear (H)</td> <td data-sheets-numberformat='{"1":2,"2":"0.00","3":1}' data-sheets-value='{"1":3,"3":1.19}' style="overflow:hidden;padding:0px 3px 0px 3px;vertical-align:bottom;text-align:center;">1.19</td> <td data-sheets-numberformat='{"1":2,"2":"0","3":1}' data-sheets-value='{"1":3,"3":36.9}' style="overflow:hidden;padding:0px 3px 0px 3px;vertical-align:bottom;text-align:center;">37</td> <td data-sheets-numberformat='{"1":2,"2":"0","3":1}' data-sheets-value='{"1":3,"3":57.42}' style="overflow:hidden;padding:0px 3px 0px 3px;vertical-align:bottom;text-align:center;">57</td> <td data-sheets-value='{"1":3,"3":24}' style="border-right:1px solid #000000;overflow:hidden;padding:0px 3px 0px 3px;vertical-align:bottom;text-align:center;">24</td> </tr> <tr style="height:20px;"> <td data-sheets-value='{"1":2,"2":"PMMA"}' style="border-left:1px solid #000000;overflow:hidden;padding:0px 3px 0px 3px;vertical-align:bottom;">PMMA</td> <td style="overflow:hidden;padding:0px 3px 0px 3px;vertical-align:bottom;"></td> <td data-sheets-value='{"1":2,"2":"Opal (O)"}' style="overflow:hidden;padding:0px 3px 0px 3px;vertical-align:bottom;">Opal (O)</td> <td data-sheets-numberformat='{"1":2,"2":"0.00","3":1}' data-sheets-value='{"1":3,"3":1.19}' style="overflow:hidden;padding:0px 3px 0px 3px;vertical-align:bottom;text-align:center;">1.19</td> <td data-sheets-numberformat='{"1":2,"2":"0","3":1}' data-sheets-value='{"1":3,"3":34.03}' style="overflow:hidden;padding:0px 3px 0px 3px;vertical-align:bottom;text-align:center;">34</td> <td data-sheets-numberformat='{"1":2,"2":"0","3":1}' data-sheets-value='{"1":3,"3":50.160000000000004}' style="overflow:hidden;padding:0px 3px 0px 3px;vertical-align:bottom;text-align:center;">50</td> <td data-sheets-value='{"1":3,"3":24}' style="border-right:1px solid #000000;overflow:hidden;padding:0px 3px 0px 3px;vertical-align:bottom;text-align:center;">24</td> </tr> <tr style="height:20px;"> <td style="border-left:1px solid #000000;overflow:hidden;padding:0px 3px 0px 3px;vertical-align:bottom;"></td> <td data-sheets-value='{"1":2,"2":"DW"}' style="overflow:hidden;padding:0px 3px 0px 3px;vertical-align:bottom;">DW</td> <td data-sheets-value='{"1":2,"2":"Clear (H/H)"}' style="overflow:hidden;padding:0px 3px 0px 3px;vertical-align:bottom;">Clear (H/H)</td> <td data-sheets-numberformat='{"1":2,"2":"0.00","3":1}' data-sheets-value='{"1":3,"3":0.98}' style="overflow:hidden;padding:0px 3px 0px 3px;vertical-align:bottom;text-align:center;">0.98</td> <td data-sheets-numberformat='{"1":2,"2":"0","3":1}' data-sheets-value='{"1":3,"3":33.21}' style="overflow:hidden;padding:0px 3px 0px 3px;vertical-align:bottom;text-align:center;">33</td> <td data-sheets-numberformat='{"1":2,"2":"0","3":1}' data-sheets-value='{"1":3,"3":49.5}' style="overflow:hidden;padding:0px 3px 0px 3px;vertical-align:bottom;text-align:center;">50</td> <td data-sheets-value='{"1":3,"3":26}' style="border-right:1px solid #000000;overflow:hidden;padding:0px 3px 0px 3px;vertical-align:bottom;text-align:center;">26</td> </tr> <tr style="height:20px;"> <td style="border-bottom:1px solid #000000;border-left:1px solid #000000;overflow:hidden;padding:0px 3px 0px 3px;vertical-align:bottom;"></td> <td style="border-bottom:1px solid #000000;overflow:hidden;padding:0px 3px 0px 3px;vertical-align:bottom;"></td> <td data-sheets-value='{"1":2,"2":"Opal (O/O)"}' style="border-bottom:1px solid #000000;overflow:hidden;padding:0px 3px 0px 3px;vertical-align:bottom;">Opal (O/O)</td> <td data-sheets-numberformat='{"1":2,"2":"0.00","3":1}' data-sheets-value='{"1":3,"3":0.98}' style="border-bottom:1px solid #000000;overflow:hidden;padding:0px 3px 0px 3px;vertical-align:bottom;text-align:center;">0.98</td> <td data-sheets-numberformat='{"1":2,"2":"0","3":1}' data-sheets-value='{"1":3,"3":28.29}' style="border-bottom:1px solid #000000;overflow:hidden;padding:0px 3px 0px 3px;vertical-align:bottom;text-align:center;">28</td> <td data-sheets-numberformat='{"1":2,"2":"0","3":1}' data-sheets-value='{"1":3,"3":38.28}' style="border-bottom:1px solid #000000;overflow:hidden;padding:0px 3px 0px 3px;vertical-align:bottom;text-align:center;">38</td> <td data-sheets-value='{"1":3,"3":26}' style="border-right:1px solid #000000;border-bottom:1px solid #000000;overflow:hidden;padding:0px 3px 0px 3px;vertical-align:bottom;text-align:center;">26</td> </tr> <tr style="height:20px;"> <td data-sheets-value='{"1":2,"2":"Polycarbonate "}' style="border-left:1px solid #000000;overflow:hidden;padding:0px 3px 0px 3px;vertical-align:bottom;">Polycarbonate </td> <td data-sheets-value='{"1":2,"2":"EW"}' style="overflow:hidden;padding:0px 3px 0px 3px;vertical-align:bottom;">EW</td> <td data-sheets-value='{"1":2,"2":"Clear (A)"}' style="overflow:hidden;padding:0px 3px 0px 3px;vertical-align:bottom;">Clear (A)</td> <td data-sheets-numberformat='{"1":2,"2":"0.00","3":1}' data-sheets-value='{"1":3,"3":1.19}' style="overflow:hidden;padding:0px 3px 0px 3px;vertical-align:bottom;text-align:center;">1.19</td> <td data-sheets-numberformat='{"1":2,"2":"0","3":1}' data-sheets-value='{"1":3,"3":36.08}' style="overflow:hidden;padding:0px 3px 0px 3px;vertical-align:bottom;text-align:center;">36</td> <td data-sheets-numberformat='{"1":2,"2":"0","3":1}' data-sheets-value='{"1":3,"3":54.78}' style="overflow:hidden;padding:0px 3px 0px 3px;vertical-align:bottom;text-align:center;">55</td> <td data-sheets-value='{"1":3,"3":24}' style="border-right:1px solid #000000;overflow:hidden;padding:0px 3px 0px 3px;vertical-align:bottom;text-align:center;">24</td> </tr> <tr style="height:20px;"> <td data-sheets-value='{"1":2,"2":"PC"}' style="border-left:1px solid #000000;overflow:hidden;padding:0px 3px 0px 3px;vertical-align:bottom;">PC</td> <td style="overflow:hidden;padding:0px 3px 0px 3px;vertical-align:bottom;"></td> <td data-sheets-value='{"1":2,"2":"Opal (D)"}' style="overflow:hidden;padding:0px 3px 0px 3px;vertical-align:bottom;">Opal (D)</td> <td data-sheets-numberformat='{"1":2,"2":"0.00","3":1}' data-sheets-value='{"1":3,"3":1.19}' style="overflow:hidden;padding:0px 3px 0px 3px;vertical-align:bottom;text-align:center;">1.19</td> <td data-sheets-numberformat='{"1":2,"2":"0","3":1}' data-sheets-value='{"1":3,"3":23.779999999999998}' style="overflow:hidden;padding:0px 3px 0px 3px;vertical-align:bottom;text-align:center;">24</td> <td data-sheets-numberformat='{"1":2,"2":"0","3":1}' data-sheets-value='{"1":3,"3":39.6}' style="overflow:hidden;padding:0px 3px 0px 3px;vertical-align:bottom;text-align:center;">40</td> <td data-sheets-value='{"1":3,"3":24}' style="border-right:1px solid #000000;overflow:hidden;padding:0px 3px 0px 3px;vertical-align:bottom;text-align:center;">24</td> </tr> <tr style="height:20px;"> <td style="border-left:1px solid #000000;overflow:hidden;padding:0px 3px 0px 3px;vertical-align:bottom;"></td> <td data-sheets-value='{"1":2,"2":"DW"}' style="overflow:hidden;padding:0px 3px 0px 3px;vertical-align:bottom;">DW</td> <td data-sheets-value='{"1":2,"2":"Clear (A/H)"}' style="overflow:hidden;padding:0px 3px 0px 3px;vertical-align:bottom;">Clear (A/H)</td> <td data-sheets-numberformat='{"1":2,"2":"0.00","3":1}' data-sheets-value='{"1":3,"3":0.98}' style="overflow:hidden;padding:0px 3px 0px 3px;vertical-align:bottom;text-align:center;">0.98</td> <td data-sheets-numberformat='{"1":2,"2":"0","3":1}' data-sheets-value='{"1":3,"3":32.39}' style="overflow:hidden;padding:0px 3px 0px 3px;vertical-align:bottom;text-align:center;">32</td> <td data-sheets-numberformat='{"1":2,"2":"0","3":1}' data-sheets-value='{"1":3,"3":47.52}' style="overflow:hidden;padding:0px 3px 0px 3px;vertical-align:bottom;text-align:center;">48</td> <td data-sheets-value='{"1":3,"3":26}' style="border-right:1px solid #000000;overflow:hidden;padding:0px 3px 0px 3px;vertical-align:bottom;text-align:center;">26</td> </tr> <tr style="height:20px;"> <td style="border-left:1px solid #000000;overflow:hidden;padding:0px 3px 0px 3px;vertical-align:bottom;"></td> <td style="overflow:hidden;padding:0px 3px 0px 3px;vertical-align:bottom;"></td> <td data-sheets-value='{"1":2,"2":"Clear (A/A)"}' style="overflow:hidden;padding:0px 3px 0px 3px;vertical-align:bottom;">Clear (A/A)</td> <td data-sheets-numberformat='{"1":2,"2":"0.00","3":1}' data-sheets-value='{"1":3,"3":0.98}' style="overflow:hidden;padding:0px 3px 0px 3px;vertical-align:bottom;text-align:center;">0.98</td> <td data-sheets-numberformat='{"1":2,"2":"0","3":1}' data-sheets-value='{"1":3,"3":31.569999999999997}' style="overflow:hidden;padding:0px 3px 0px 3px;vertical-align:bottom;text-align:center;">32</td> <td data-sheets-numberformat='{"1":2,"2":"0","3":1}' data-sheets-value='{"1":3,"3":45.54}' style="overflow:hidden;padding:0px 3px 0px 3px;vertical-align:bottom;text-align:center;">46</td> <td data-sheets-value='{"1":3,"3":26}' style="border-right:1px solid #000000;overflow:hidden;padding:0px 3px 0px 3px;vertical-align:bottom;text-align:center;">26</td> </tr> <tr style="height:20px;"> <td style="border-left:1px solid #000000;overflow:hidden;padding:0px 3px 0px 3px;vertical-align:bottom;"></td> <td style="overflow:hidden;padding:0px 3px 0px 3px;vertical-align:bottom;"></td> <td data-sheets-value='{"1":2,"2":"Opal (A/O)"}' style="overflow:hidden;padding:0px 3px 0px 3px;vertical-align:bottom;">Opal (A/O)</td> <td data-sheets-numberformat='{"1":2,"2":"0.00","3":1}' data-sheets-value='{"1":3,"3":0.98}' style="overflow:hidden;padding:0px 3px 0px 3px;vertical-align:bottom;text-align:center;">0.98</td> <td data-sheets-numberformat='{"1":2,"2":"0","3":1}' data-sheets-value='{"1":3,"3":29.93}' style="overflow:hidden;padding:0px 3px 0px 3px;vertical-align:bottom;text-align:center;">30</td> <td data-sheets-numberformat='{"1":2,"2":"0","3":1}' data-sheets-value='{"1":3,"3":41.580000000000005}' style="overflow:hidden;padding:0px 3px 0px 3px;vertical-align:bottom;text-align:center;">42</td> <td data-sheets-value='{"1":3,"3":26}' style="border-right:1px solid #000000;overflow:hidden;padding:0px 3px 0px 3px;vertical-align:bottom;text-align:center;">26</td> </tr> <tr style="height:20px;"> <td style="border-bottom:1px solid #000000;border-left:1px solid #000000;overflow:hidden;padding:0px 3px 0px 3px;vertical-align:bottom;"></td> <td style="border-bottom:1px solid #000000;overflow:hidden;padding:0px 3px 0px 3px;vertical-align:bottom;"></td> <td data-sheets-value='{"1":2,"2":"Opal (A/D)"}' style="border-bottom:1px solid #000000;overflow:hidden;padding:0px 3px 0px 3px;vertical-align:bottom;">Opal (A/D)</td> <td data-sheets-numberformat='{"1":2,"2":"0.00","3":1}' data-sheets-value='{"1":3,"3":0.98}' style="border-bottom:1px solid #000000;overflow:hidden;padding:0px 3px 0px 3px;vertical-align:bottom;text-align:center;">0.98</td> <td data-sheets-numberformat='{"1":2,"2":"0","3":1}' data-sheets-value='{"1":3,"3":20.91}' style="border-bottom:1px solid #000000;overflow:hidden;padding:0px 3px 0px 3px;vertical-align:bottom;text-align:center;">21</td> <td data-sheets-numberformat='{"1":2,"2":"0","3":1}' data-sheets-value='{"1":3,"3":33}' style="border-bottom:1px solid #000000;overflow:hidden;padding:0px 3px 0px 3px;vertical-align:bottom;text-align:center;">33</td> <td data-sheets-value='{"1":3,"3":26}' style="border-right:1px solid #000000;border-bottom:1px solid #000000;overflow:hidden;padding:0px 3px 0px 3px;vertical-align:bottom;text-align:center;">26</td> </tr> <tr style="height:20px;"> <td data-sheets-value='{"1":2,"2":"Polycarbonate"}' style="border-left:1px solid #000000;overflow:hidden;padding:0px 3px 0px 3px;vertical-align:bottom;">Polycarbonate</td> <td data-sheets-value='{"1":2,"2":"EW"}' style="overflow:hidden;padding:0px 3px 0px 3px;vertical-align:bottom;">EW</td> <td data-sheets-value='{"1":2,"2":"Heatstop Opal (T)"}' style="overflow:hidden;padding:0px 3px 0px 3px;vertical-align:bottom;">Heatstop Opal (T)</td> <td data-sheets-numberformat='{"1":2,"2":"0.00","3":1}' data-sheets-value='{"1":3,"3":1.19}' style="overflow:hidden;padding:0px 3px 0px 3px;vertical-align:bottom;text-align:center;">1.19</td> <td data-sheets-numberformat='{"1":2,"2":"0","3":1}' data-sheets-value='{"1":3,"3":20.09}' style="overflow:hidden;padding:0px 3px 0px 3px;vertical-align:bottom;text-align:center;">20</td> <td data-sheets-numberformat='{"1":2,"2":"0","3":1}' data-sheets-value='{"1":3,"3":38.940000000000005}' style="overflow:hidden;padding:0px 3px 0px 3px;vertical-align:bottom;text-align:center;">39</td> <td data-sheets-value='{"1":3,"3":24}' style="border-right:1px solid #000000;overflow:hidden;padding:0px 3px 0px 3px;vertical-align:bottom;text-align:center;">24</td> </tr> <tr style="height:20px;"> <td data-sheets-value='{"1":2,"2":"Heatstop PC"}' style="border-left:1px solid #000000;overflow:hidden;padding:0px 3px 0px 3px;vertical-align:bottom;">Heatstop PC</td> <td data-sheets-value='{"1":2,"2":"DW"}' style="overflow:hidden;padding:0px 3px 0px 3px;vertical-align:bottom;">DW</td> <td data-sheets-value='{"1":2,"2":"Clear (T/H)"}' style="overflow:hidden;padding:0px 3px 0px 3px;vertical-align:bottom;">Clear (T/H)</td> <td data-sheets-numberformat='{"1":2,"2":"0.00","3":1}' data-sheets-value='{"1":3,"3":0.98}' style="overflow:hidden;padding:0px 3px 0px 3px;vertical-align:bottom;text-align:center;">0.98</td> <td data-sheets-numberformat='{"1":2,"2":"0","3":1}' data-sheets-value='{"1":3,"3":18.04}' style="overflow:hidden;padding:0px 3px 0px 3px;vertical-align:bottom;text-align:center;">18</td> <td data-sheets-numberformat='{"1":2,"2":"0","3":1}' data-sheets-value='{"1":3,"3":33.660000000000004}' style="overflow:hidden;padding:0px 3px 0px 3px;vertical-align:bottom;text-align:center;">34</td> <td data-sheets-value='{"1":3,"3":26}' style="border-right:1px solid #000000;overflow:hidden;padding:0px 3px 0px 3px;vertical-align:bottom;text-align:center;">26</td> </tr> <tr style="height:20px;"> <td style="border-bottom:1px solid #000000;border-left:1px solid #000000;overflow:hidden;padding:0px 3px 0px 3px;vertical-align:bottom;"></td> <td style="border-bottom:1px solid #000000;overflow:hidden;padding:0px 3px 0px 3px;vertical-align:bottom;"></td> <td data-sheets-value='{"1":2,"2":"Opal (T/O)"}' style="border-bottom:1px solid #000000;overflow:hidden;padding:0px 3px 0px 3px;vertical-align:bottom;">Opal (T/O)</td> <td data-sheets-numberformat='{"1":2,"2":"0.00","3":1}' data-sheets-value='{"1":3,"3":0.98}' style="border-bottom:1px solid #000000;overflow:hidden;padding:0px 3px 0px 3px;vertical-align:bottom;text-align:center;">0.98</td> <td data-sheets-numberformat='{"1":2,"2":"0","3":1}' data-sheets-value='{"1":3,"3":16.81}' style="border-bottom:1px solid #000000;overflow:hidden;padding:0px 3px 0px 3px;vertical-align:bottom;text-align:center;">17</td> <td data-sheets-numberformat='{"1":2,"2":"0","3":1}' data-sheets-value='{"1":3,"3":29.700000000000003}' style="border-bottom:1px solid #000000;overflow:hidden;padding:0px 3px 0px 3px;vertical-align:bottom;text-align:center;">30</td> <td data-sheets-value='{"1":3,"3":26}' style="border-right:1px solid #000000;border-bottom:1px solid #000000;overflow:hidden;padding:0px 3px 0px 3px;vertical-align:bottom;text-align:center;">26</td> </tr> </tbody></table> | skylux-160-ce-met-koepel-en-metaalopstand-met-lm-motor-pvc-raam-type-ep25-en-windvang-1300-x-2300-mm | 8586001973581 | 46872282988877
Smoke and heat exhaust (SHEV) | SHE system | Skylux | Skylux 160° CE with skylight and metal curb with LM-actuator, PVC frame type EP25 and spoiler 1400 x 1400 mm |  | 50960 | 5412970509608 | 5050.55 | Yes | 30-45 | 107.14 | 1400 x 1400 mm | 1400 | 1400 |  | metal curb M30 (30 cm high) | Square | 1.19 W/m²K - 0.98 W/m²K | 57% - 30% | 37% - 17% | 24dB - 26dB | 160° CE (for industry) | PVC frame EP25 | with spoiler | E | Single actuator | Maximum double-walled skylight possible for this product | Ut-value LT-value g-value Rw-value EN 1873 : 2014 EN ISO 13468 EN 16153 EN 410 EN 410 EN ISO 140-3 Material Walls Shells (W/m²K) (%) (%) (dB) Acrylic EW Clear (H) 1.19 37 57 24 PMMA Opal (O) 1.19 34 50 24 DW Clear (H/H) 0.98 33 50 26 Opal (O/O) 0.98 28 38 26 Polycarbonate EW Clear (A) 1.19 36 55 24 PC Opal (D) 1.19 24 40 24 DW Clear (A/H) 0.98 32 48 26 Clear (A/A) 0.98 32 46 26 Opal (A/O) 0.98 30 42 26 Opal (A/D) 0.98 21 33 26 Polycarbonate EW Heatstop Opal (T) 1.19 20 39 24 Heatstop PC DW Clear (T/H) 0.98 18 34 26 Opal (T/O) 0.98 17 30 26 | https://skylux.eu/en/products/skylux-160-ce-met-koepel-en-metaalopstand-met-lm-motor-pvc-raam-type-ep25-en-windvang-1400-x-1400-mm | https://skylux.eu/cdn/shop/files/Skylux-160deg-CE-met-koepel-en-metaalopstand-met-LM-motor-pvc-raam-type-EP25-en-windvang-1400-x-1400-mm-RWA-systeem.jpg?v=1702977225&width=1600 | https://skylux.eu/cdn/shop/files/e5a82811-1bb0-48e4-a776-cacb59c7c092_1b41fe33-d329-4c56-867a-d2aeef077e1d.jpg?v=1688550317&width=1600 | //skylux.eu/cdn/shop/files/E_MH_Mounting_instructions_Skylux_160_CE_LM.pdf?v=12406716259046007223 | //skylux.eu/cdn/shop/files/E_TD_Technical_File_Skylux_Skylux_160_CE_Electric.pdf?v=3667116872303399239 | <style type="text/css" id="isPasted"><!--td {border: 1px solid #cccccc;}br {mso-data-placement:same-cell;}--></style><table border="1" cellpadding="0" cellspacing="0" dir="ltr" style="table-layout:fixed;font-size:10pt;font-family:Arial;border-collapse:collapse;border:none;"><tbody> <tr style="height:20px;"> <td style="overflow:hidden;padding:0px 3px 0px 3px;vertical-align:bottom;"></td> <td style="overflow:hidden;padding:0px 3px 0px 3px;vertical-align:bottom;"></td> <td style="overflow:hidden;padding:0px 3px 0px 3px;vertical-align:bottom;"></td> <td data-sheets-value='{"1":2,"2":"Ut-value"}' style="overflow:hidden;padding:0px 3px 0px 3px;vertical-align:bottom;font-weight:bold;text-align:center;">Ut-value</td> <td data-sheets-value='{"1":2,"2":"LT-value"}' style="overflow:hidden;padding:0px 3px 0px 3px;vertical-align:bottom;font-weight:bold;text-align:center;">LT-value</td> <td data-sheets-value='{"1":2,"2":"g-value"}' style="overflow:hidden;padding:0px 3px 0px 3px;vertical-align:bottom;font-weight:bold;text-align:center;">g-value</td> <td data-sheets-value='{"1":2,"2":"Rw-value "}' style="overflow:hidden;padding:0px 3px 0px 3px;vertical-align:bottom;font-weight:bold;text-align:center;">Rw-value </td> </tr> <tr style="height:20px;"> <td style="overflow:hidden;padding:0px 3px 0px 3px;vertical-align:bottom;"></td> <td style="overflow:hidden;padding:0px 3px 0px 3px;vertical-align:bottom;"></td> <td style="overflow:hidden;padding:0px 3px 0px 3px;vertical-align:bottom;"></td> <td data-sheets-numberformat='{"1":2,"2":"0.00","3":1}' data-sheets-value='{"1":2,"2":"EN 1873 : 2014"}' style="overflow:hidden;padding:0px 3px 0px 3px;vertical-align:bottom;text-align:center;">EN 1873 : 2014</td> <td data-sheets-numberformat='{"1":2,"2":"0","3":1}' data-sheets-value='{"1":2,"2":"EN ISO 13468 EN 16153 EN 410"}' style="overflow:hidden;padding:0px 3px 0px 3px;vertical-align:bottom;text-align:center;">EN ISO 13468 EN 16153 EN 410</td> <td data-sheets-numberformat='{"1":2,"2":"0","3":1}' data-sheets-value='{"1":2,"2":"EN 410"}' style="overflow:hidden;padding:0px 3px 0px 3px;vertical-align:bottom;text-align:center;">EN 410</td> <td data-sheets-value='{"1":2,"2":"EN ISO 140-3\t\t"}' style="overflow:hidden;padding:0px 3px 0px 3px;vertical-align:bottom;text-align:center;">EN ISO 140-3 </td> </tr> <tr style="height:20px;"> <td data-sheets-value='{"1":2,"2":"Material"}' style="border-bottom:1px solid #000000;overflow:hidden;padding:0px 3px 0px 3px;vertical-align:bottom;background-color:#000000;font-weight:bold;color:#ffffff;">Material</td> <td data-sheets-value='{"1":2,"2":"Walls"}' style="border-bottom:1px solid #000000;overflow:hidden;padding:0px 3px 0px 3px;vertical-align:bottom;background-color:#000000;font-weight:bold;color:#ffffff;">Walls</td> <td data-sheets-value='{"1":2,"2":"Shells"}' style="border-bottom:1px solid #000000;overflow:hidden;padding:0px 3px 0px 3px;vertical-align:bottom;background-color:#000000;font-weight:bold;color:#ffffff;">Shells</td> <td data-sheets-numberformat='{"1":2,"2":"0.00","3":1}' data-sheets-value='{"1":2,"2":"(W/m²K)\t"}' style="border-bottom:1px solid #000000;overflow:hidden;padding:0px 3px 0px 3px;vertical-align:bottom;background-color:#000000;font-weight:bold;color:#ffffff;text-align:center;">(W/m²K) </td> <td data-sheets-numberformat='{"1":2,"2":"0","3":1}' data-sheets-value='{"1":2,"2":"(%)"}' style="border-bottom:1px solid #000000;overflow:hidden;padding:0px 3px 0px 3px;vertical-align:bottom;background-color:#000000;font-weight:bold;color:#ffffff;text-align:center;">(%)</td> <td data-sheets-numberformat='{"1":2,"2":"0","3":1}' data-sheets-value='{"1":2,"2":"(%)"}' style="border-bottom:1px solid #000000;overflow:hidden;padding:0px 3px 0px 3px;vertical-align:bottom;background-color:#000000;font-weight:bold;color:#ffffff;text-align:center;">(%)</td> <td data-sheets-value='{"1":2,"2":"(dB)"}' style="border-bottom:1px solid #000000;overflow:hidden;padding:0px 3px 0px 3px;vertical-align:bottom;background-color:#000000;font-weight:bold;color:#ffffff;text-align:center;">(dB)</td> </tr> <tr style="height:20px;"> <td data-sheets-value='{"1":2,"2":"Acrylic"}' style="border-left:1px solid #000000;overflow:hidden;padding:0px 3px 0px 3px;vertical-align:bottom;">Acrylic</td> <td data-sheets-value='{"1":2,"2":"EW"}' style="overflow:hidden;padding:0px 3px 0px 3px;vertical-align:bottom;">EW</td> <td data-sheets-value='{"1":2,"2":"Clear (H)"}' style="overflow:hidden;padding:0px 3px 0px 3px;vertical-align:bottom;">Clear (H)</td> <td data-sheets-numberformat='{"1":2,"2":"0.00","3":1}' data-sheets-value='{"1":3,"3":1.19}' style="overflow:hidden;padding:0px 3px 0px 3px;vertical-align:bottom;text-align:center;">1.19</td> <td data-sheets-numberformat='{"1":2,"2":"0","3":1}' data-sheets-value='{"1":3,"3":36.9}' style="overflow:hidden;padding:0px 3px 0px 3px;vertical-align:bottom;text-align:center;">37</td> <td data-sheets-numberformat='{"1":2,"2":"0","3":1}' data-sheets-value='{"1":3,"3":57.42}' style="overflow:hidden;padding:0px 3px 0px 3px;vertical-align:bottom;text-align:center;">57</td> <td data-sheets-value='{"1":3,"3":24}' style="border-right:1px solid #000000;overflow:hidden;padding:0px 3px 0px 3px;vertical-align:bottom;text-align:center;">24</td> </tr> <tr style="height:20px;"> <td data-sheets-value='{"1":2,"2":"PMMA"}' style="border-left:1px solid #000000;overflow:hidden;padding:0px 3px 0px 3px;vertical-align:bottom;">PMMA</td> <td style="overflow:hidden;padding:0px 3px 0px 3px;vertical-align:bottom;"></td> <td data-sheets-value='{"1":2,"2":"Opal (O)"}' style="overflow:hidden;padding:0px 3px 0px 3px;vertical-align:bottom;">Opal (O)</td> <td data-sheets-numberformat='{"1":2,"2":"0.00","3":1}' data-sheets-value='{"1":3,"3":1.19}' style="overflow:hidden;padding:0px 3px 0px 3px;vertical-align:bottom;text-align:center;">1.19</td> <td data-sheets-numberformat='{"1":2,"2":"0","3":1}' data-sheets-value='{"1":3,"3":34.03}' style="overflow:hidden;padding:0px 3px 0px 3px;vertical-align:bottom;text-align:center;">34</td> <td data-sheets-numberformat='{"1":2,"2":"0","3":1}' data-sheets-value='{"1":3,"3":50.160000000000004}' style="overflow:hidden;padding:0px 3px 0px 3px;vertical-align:bottom;text-align:center;">50</td> <td data-sheets-value='{"1":3,"3":24}' style="border-right:1px solid #000000;overflow:hidden;padding:0px 3px 0px 3px;vertical-align:bottom;text-align:center;">24</td> </tr> <tr style="height:20px;"> <td style="border-left:1px solid #000000;overflow:hidden;padding:0px 3px 0px 3px;vertical-align:bottom;"></td> <td data-sheets-value='{"1":2,"2":"DW"}' style="overflow:hidden;padding:0px 3px 0px 3px;vertical-align:bottom;">DW</td> <td data-sheets-value='{"1":2,"2":"Clear (H/H)"}' style="overflow:hidden;padding:0px 3px 0px 3px;vertical-align:bottom;">Clear (H/H)</td> <td data-sheets-numberformat='{"1":2,"2":"0.00","3":1}' data-sheets-value='{"1":3,"3":0.98}' style="overflow:hidden;padding:0px 3px 0px 3px;vertical-align:bottom;text-align:center;">0.98</td> <td data-sheets-numberformat='{"1":2,"2":"0","3":1}' data-sheets-value='{"1":3,"3":33.21}' style="overflow:hidden;padding:0px 3px 0px 3px;vertical-align:bottom;text-align:center;">33</td> <td data-sheets-numberformat='{"1":2,"2":"0","3":1}' data-sheets-value='{"1":3,"3":49.5}' style="overflow:hidden;padding:0px 3px 0px 3px;vertical-align:bottom;text-align:center;">50</td> <td data-sheets-value='{"1":3,"3":26}' style="border-right:1px solid #000000;overflow:hidden;padding:0px 3px 0px 3px;vertical-align:bottom;text-align:center;">26</td> </tr> <tr style="height:20px;"> <td style="border-bottom:1px solid #000000;border-left:1px solid #000000;overflow:hidden;padding:0px 3px 0px 3px;vertical-align:bottom;"></td> <td style="border-bottom:1px solid #000000;overflow:hidden;padding:0px 3px 0px 3px;vertical-align:bottom;"></td> <td data-sheets-value='{"1":2,"2":"Opal (O/O)"}' style="border-bottom:1px solid #000000;overflow:hidden;padding:0px 3px 0px 3px;vertical-align:bottom;">Opal (O/O)</td> <td data-sheets-numberformat='{"1":2,"2":"0.00","3":1}' data-sheets-value='{"1":3,"3":0.98}' style="border-bottom:1px solid #000000;overflow:hidden;padding:0px 3px 0px 3px;vertical-align:bottom;text-align:center;">0.98</td> <td data-sheets-numberformat='{"1":2,"2":"0","3":1}' data-sheets-value='{"1":3,"3":28.29}' style="border-bottom:1px solid #000000;overflow:hidden;padding:0px 3px 0px 3px;vertical-align:bottom;text-align:center;">28</td> <td data-sheets-numberformat='{"1":2,"2":"0","3":1}' data-sheets-value='{"1":3,"3":38.28}' style="border-bottom:1px solid #000000;overflow:hidden;padding:0px 3px 0px 3px;vertical-align:bottom;text-align:center;">38</td> <td data-sheets-value='{"1":3,"3":26}' style="border-right:1px solid #000000;border-bottom:1px solid #000000;overflow:hidden;padding:0px 3px 0px 3px;vertical-align:bottom;text-align:center;">26</td> </tr> <tr style="height:20px;"> <td data-sheets-value='{"1":2,"2":"Polycarbonate "}' style="border-left:1px solid #000000;overflow:hidden;padding:0px 3px 0px 3px;vertical-align:bottom;">Polycarbonate </td> <td data-sheets-value='{"1":2,"2":"EW"}' style="overflow:hidden;padding:0px 3px 0px 3px;vertical-align:bottom;">EW</td> <td data-sheets-value='{"1":2,"2":"Clear (A)"}' style="overflow:hidden;padding:0px 3px 0px 3px;vertical-align:bottom;">Clear (A)</td> <td data-sheets-numberformat='{"1":2,"2":"0.00","3":1}' data-sheets-value='{"1":3,"3":1.19}' style="overflow:hidden;padding:0px 3px 0px 3px;vertical-align:bottom;text-align:center;">1.19</td> <td data-sheets-numberformat='{"1":2,"2":"0","3":1}' data-sheets-value='{"1":3,"3":36.08}' style="overflow:hidden;padding:0px 3px 0px 3px;vertical-align:bottom;text-align:center;">36</td> <td data-sheets-numberformat='{"1":2,"2":"0","3":1}' data-sheets-value='{"1":3,"3":54.78}' style="overflow:hidden;padding:0px 3px 0px 3px;vertical-align:bottom;text-align:center;">55</td> <td data-sheets-value='{"1":3,"3":24}' style="border-right:1px solid #000000;overflow:hidden;padding:0px 3px 0px 3px;vertical-align:bottom;text-align:center;">24</td> </tr> <tr style="height:20px;"> <td data-sheets-value='{"1":2,"2":"PC"}' style="border-left:1px solid #000000;overflow:hidden;padding:0px 3px 0px 3px;vertical-align:bottom;">PC</td> <td style="overflow:hidden;padding:0px 3px 0px 3px;vertical-align:bottom;"></td> <td data-sheets-value='{"1":2,"2":"Opal (D)"}' style="overflow:hidden;padding:0px 3px 0px 3px;vertical-align:bottom;">Opal (D)</td> <td data-sheets-numberformat='{"1":2,"2":"0.00","3":1}' data-sheets-value='{"1":3,"3":1.19}' style="overflow:hidden;padding:0px 3px 0px 3px;vertical-align:bottom;text-align:center;">1.19</td> <td data-sheets-numberformat='{"1":2,"2":"0","3":1}' data-sheets-value='{"1":3,"3":23.779999999999998}' style="overflow:hidden;padding:0px 3px 0px 3px;vertical-align:bottom;text-align:center;">24</td> <td data-sheets-numberformat='{"1":2,"2":"0","3":1}' data-sheets-value='{"1":3,"3":39.6}' style="overflow:hidden;padding:0px 3px 0px 3px;vertical-align:bottom;text-align:center;">40</td> <td data-sheets-value='{"1":3,"3":24}' style="border-right:1px solid #000000;overflow:hidden;padding:0px 3px 0px 3px;vertical-align:bottom;text-align:center;">24</td> </tr> <tr style="height:20px;"> <td style="border-left:1px solid #000000;overflow:hidden;padding:0px 3px 0px 3px;vertical-align:bottom;"></td> <td data-sheets-value='{"1":2,"2":"DW"}' style="overflow:hidden;padding:0px 3px 0px 3px;vertical-align:bottom;">DW</td> <td data-sheets-value='{"1":2,"2":"Clear (A/H)"}' style="overflow:hidden;padding:0px 3px 0px 3px;vertical-align:bottom;">Clear (A/H)</td> <td data-sheets-numberformat='{"1":2,"2":"0.00","3":1}' data-sheets-value='{"1":3,"3":0.98}' style="overflow:hidden;padding:0px 3px 0px 3px;vertical-align:bottom;text-align:center;">0.98</td> <td data-sheets-numberformat='{"1":2,"2":"0","3":1}' data-sheets-value='{"1":3,"3":32.39}' style="overflow:hidden;padding:0px 3px 0px 3px;vertical-align:bottom;text-align:center;">32</td> <td data-sheets-numberformat='{"1":2,"2":"0","3":1}' data-sheets-value='{"1":3,"3":47.52}' style="overflow:hidden;padding:0px 3px 0px 3px;vertical-align:bottom;text-align:center;">48</td> <td data-sheets-value='{"1":3,"3":26}' style="border-right:1px solid #000000;overflow:hidden;padding:0px 3px 0px 3px;vertical-align:bottom;text-align:center;">26</td> </tr> <tr style="height:20px;"> <td style="border-left:1px solid #000000;overflow:hidden;padding:0px 3px 0px 3px;vertical-align:bottom;"></td> <td style="overflow:hidden;padding:0px 3px 0px 3px;vertical-align:bottom;"></td> <td data-sheets-value='{"1":2,"2":"Clear (A/A)"}' style="overflow:hidden;padding:0px 3px 0px 3px;vertical-align:bottom;">Clear (A/A)</td> <td data-sheets-numberformat='{"1":2,"2":"0.00","3":1}' data-sheets-value='{"1":3,"3":0.98}' style="overflow:hidden;padding:0px 3px 0px 3px;vertical-align:bottom;text-align:center;">0.98</td> <td data-sheets-numberformat='{"1":2,"2":"0","3":1}' data-sheets-value='{"1":3,"3":31.569999999999997}' style="overflow:hidden;padding:0px 3px 0px 3px;vertical-align:bottom;text-align:center;">32</td> <td data-sheets-numberformat='{"1":2,"2":"0","3":1}' data-sheets-value='{"1":3,"3":45.54}' style="overflow:hidden;padding:0px 3px 0px 3px;vertical-align:bottom;text-align:center;">46</td> <td data-sheets-value='{"1":3,"3":26}' style="border-right:1px solid #000000;overflow:hidden;padding:0px 3px 0px 3px;vertical-align:bottom;text-align:center;">26</td> </tr> <tr style="height:20px;"> <td style="border-left:1px solid #000000;overflow:hidden;padding:0px 3px 0px 3px;vertical-align:bottom;"></td> <td style="overflow:hidden;padding:0px 3px 0px 3px;vertical-align:bottom;"></td> <td data-sheets-value='{"1":2,"2":"Opal (A/O)"}' style="overflow:hidden;padding:0px 3px 0px 3px;vertical-align:bottom;">Opal (A/O)</td> <td data-sheets-numberformat='{"1":2,"2":"0.00","3":1}' data-sheets-value='{"1":3,"3":0.98}' style="overflow:hidden;padding:0px 3px 0px 3px;vertical-align:bottom;text-align:center;">0.98</td> <td data-sheets-numberformat='{"1":2,"2":"0","3":1}' data-sheets-value='{"1":3,"3":29.93}' style="overflow:hidden;padding:0px 3px 0px 3px;vertical-align:bottom;text-align:center;">30</td> <td data-sheets-numberformat='{"1":2,"2":"0","3":1}' data-sheets-value='{"1":3,"3":41.580000000000005}' style="overflow:hidden;padding:0px 3px 0px 3px;vertical-align:bottom;text-align:center;">42</td> <td data-sheets-value='{"1":3,"3":26}' style="border-right:1px solid #000000;overflow:hidden;padding:0px 3px 0px 3px;vertical-align:bottom;text-align:center;">26</td> </tr> <tr style="height:20px;"> <td style="border-bottom:1px solid #000000;border-left:1px solid #000000;overflow:hidden;padding:0px 3px 0px 3px;vertical-align:bottom;"></td> <td style="border-bottom:1px solid #000000;overflow:hidden;padding:0px 3px 0px 3px;vertical-align:bottom;"></td> <td data-sheets-value='{"1":2,"2":"Opal (A/D)"}' style="border-bottom:1px solid #000000;overflow:hidden;padding:0px 3px 0px 3px;vertical-align:bottom;">Opal (A/D)</td> <td data-sheets-numberformat='{"1":2,"2":"0.00","3":1}' data-sheets-value='{"1":3,"3":0.98}' style="border-bottom:1px solid #000000;overflow:hidden;padding:0px 3px 0px 3px;vertical-align:bottom;text-align:center;">0.98</td> <td data-sheets-numberformat='{"1":2,"2":"0","3":1}' data-sheets-value='{"1":3,"3":20.91}' style="border-bottom:1px solid #000000;overflow:hidden;padding:0px 3px 0px 3px;vertical-align:bottom;text-align:center;">21</td> <td data-sheets-numberformat='{"1":2,"2":"0","3":1}' data-sheets-value='{"1":3,"3":33}' style="border-bottom:1px solid #000000;overflow:hidden;padding:0px 3px 0px 3px;vertical-align:bottom;text-align:center;">33</td> <td data-sheets-value='{"1":3,"3":26}' style="border-right:1px solid #000000;border-bottom:1px solid #000000;overflow:hidden;padding:0px 3px 0px 3px;vertical-align:bottom;text-align:center;">26</td> </tr> <tr style="height:20px;"> <td data-sheets-value='{"1":2,"2":"Polycarbonate"}' style="border-left:1px solid #000000;overflow:hidden;padding:0px 3px 0px 3px;vertical-align:bottom;">Polycarbonate</td> <td data-sheets-value='{"1":2,"2":"EW"}' style="overflow:hidden;padding:0px 3px 0px 3px;vertical-align:bottom;">EW</td> <td data-sheets-value='{"1":2,"2":"Heatstop Opal (T)"}' style="overflow:hidden;padding:0px 3px 0px 3px;vertical-align:bottom;">Heatstop Opal (T)</td> <td data-sheets-numberformat='{"1":2,"2":"0.00","3":1}' data-sheets-value='{"1":3,"3":1.19}' style="overflow:hidden;padding:0px 3px 0px 3px;vertical-align:bottom;text-align:center;">1.19</td> <td data-sheets-numberformat='{"1":2,"2":"0","3":1}' data-sheets-value='{"1":3,"3":20.09}' style="overflow:hidden;padding:0px 3px 0px 3px;vertical-align:bottom;text-align:center;">20</td> <td data-sheets-numberformat='{"1":2,"2":"0","3":1}' data-sheets-value='{"1":3,"3":38.940000000000005}' style="overflow:hidden;padding:0px 3px 0px 3px;vertical-align:bottom;text-align:center;">39</td> <td data-sheets-value='{"1":3,"3":24}' style="border-right:1px solid #000000;overflow:hidden;padding:0px 3px 0px 3px;vertical-align:bottom;text-align:center;">24</td> </tr> <tr style="height:20px;"> <td data-sheets-value='{"1":2,"2":"Heatstop PC"}' style="border-left:1px solid #000000;overflow:hidden;padding:0px 3px 0px 3px;vertical-align:bottom;">Heatstop PC</td> <td data-sheets-value='{"1":2,"2":"DW"}' style="overflow:hidden;padding:0px 3px 0px 3px;vertical-align:bottom;">DW</td> <td data-sheets-value='{"1":2,"2":"Clear (T/H)"}' style="overflow:hidden;padding:0px 3px 0px 3px;vertical-align:bottom;">Clear (T/H)</td> <td data-sheets-numberformat='{"1":2,"2":"0.00","3":1}' data-sheets-value='{"1":3,"3":0.98}' style="overflow:hidden;padding:0px 3px 0px 3px;vertical-align:bottom;text-align:center;">0.98</td> <td data-sheets-numberformat='{"1":2,"2":"0","3":1}' data-sheets-value='{"1":3,"3":18.04}' style="overflow:hidden;padding:0px 3px 0px 3px;vertical-align:bottom;text-align:center;">18</td> <td data-sheets-numberformat='{"1":2,"2":"0","3":1}' data-sheets-value='{"1":3,"3":33.660000000000004}' style="overflow:hidden;padding:0px 3px 0px 3px;vertical-align:bottom;text-align:center;">34</td> <td data-sheets-value='{"1":3,"3":26}' style="border-right:1px solid #000000;overflow:hidden;padding:0px 3px 0px 3px;vertical-align:bottom;text-align:center;">26</td> </tr> <tr style="height:20px;"> <td style="border-bottom:1px solid #000000;border-left:1px solid #000000;overflow:hidden;padding:0px 3px 0px 3px;vertical-align:bottom;"></td> <td style="border-bottom:1px solid #000000;overflow:hidden;padding:0px 3px 0px 3px;vertical-align:bottom;"></td> <td data-sheets-value='{"1":2,"2":"Opal (T/O)"}' style="border-bottom:1px solid #000000;overflow:hidden;padding:0px 3px 0px 3px;vertical-align:bottom;">Opal (T/O)</td> <td data-sheets-numberformat='{"1":2,"2":"0.00","3":1}' data-sheets-value='{"1":3,"3":0.98}' style="border-bottom:1px solid #000000;overflow:hidden;padding:0px 3px 0px 3px;vertical-align:bottom;text-align:center;">0.98</td> <td data-sheets-numberformat='{"1":2,"2":"0","3":1}' data-sheets-value='{"1":3,"3":16.81}' style="border-bottom:1px solid #000000;overflow:hidden;padding:0px 3px 0px 3px;vertical-align:bottom;text-align:center;">17</td> <td data-sheets-numberformat='{"1":2,"2":"0","3":1}' data-sheets-value='{"1":3,"3":29.700000000000003}' style="border-bottom:1px solid #000000;overflow:hidden;padding:0px 3px 0px 3px;vertical-align:bottom;text-align:center;">30</td> <td data-sheets-value='{"1":3,"3":26}' style="border-right:1px solid #000000;border-bottom:1px solid #000000;overflow:hidden;padding:0px 3px 0px 3px;vertical-align:bottom;text-align:center;">26</td> </tr> </tbody></table> | skylux-160-ce-met-koepel-en-metaalopstand-met-lm-motor-pvc-raam-type-ep25-en-windvang-1400-x-1400-mm | 8586002334029 | 46872283414861
Smoke and heat exhaust (SHEV) | SHE system | Skylux | Skylux 160° CE with skylight and metal curb with LM-actuator, PVC frame type EP25 and spoiler 1450 x 1700 mm |  | 50961 | 5412970509615 | 6402.15 | Yes | 30-45 | 133.14 | 1450 x 1700 mm | 1700 | 1450 |  | metal curb M30 (30 cm high) | Rectangular | 1.19 W/m²K - 0.98 W/m²K | 57% - 30% | 37% - 17% | 24dB - 26dB | 160° CE (for industry) | PVC frame EP25 | with spoiler | E | Single actuator | Maximum double-walled skylight possible for this product | Ut-value LT-value g-value Rw-value EN 1873 : 2014 EN ISO 13468 EN 16153 EN 410 EN 410 EN ISO 140-3 Material Walls Shells (W/m²K) (%) (%) (dB) Acrylic EW Clear (H) 1.19 37 57 24 PMMA Opal (O) 1.19 34 50 24 DW Clear (H/H) 0.98 33 50 26 Opal (O/O) 0.98 28 38 26 Polycarbonate EW Clear (A) 1.19 36 55 24 PC Opal (D) 1.19 24 40 24 DW Clear (A/H) 0.98 32 48 26 Clear (A/A) 0.98 32 46 26 Opal (A/O) 0.98 30 42 26 Opal (A/D) 0.98 21 33 26 Polycarbonate EW Heatstop Opal (T) 1.19 20 39 24 Heatstop PC DW Clear (T/H) 0.98 18 34 26 Opal (T/O) 0.98 17 30 26 | https://skylux.eu/en/products/skylux-160-ce-met-koepel-en-metaalopstand-met-lm-motor-pvc-raam-type-ep25-en-windvang-1450-x-1700-mm | https://skylux.eu/cdn/shop/files/Skylux-160deg-CE-met-koepel-en-metaalopstand-met-LM-motor-pvc-raam-type-EP25-en-windvang-1450-x-1700-mm-RWA-systeem.jpg?v=1702977230&width=1600 | https://skylux.eu/cdn/shop/files/e5a82811-1bb0-48e4-a776-cacb59c7c092_62b62ae1-3729-498f-87e5-b90761c37ad7.jpg?v=1688550318&width=1600 | //skylux.eu/cdn/shop/files/E_MH_Mounting_instructions_Skylux_160_CE_LM.pdf?v=12406716259046007223 | //skylux.eu/cdn/shop/files/E_TD_Technical_File_Skylux_Skylux_160_CE_Electric.pdf?v=3667116872303399239 | <style type="text/css" id="isPasted"><!--td {border: 1px solid #cccccc;}br {mso-data-placement:same-cell;}--></style><table border="1" cellpadding="0" cellspacing="0" dir="ltr" style="table-layout:fixed;font-size:10pt;font-family:Arial;border-collapse:collapse;border:none;"><tbody> <tr style="height:20px;"> <td style="overflow:hidden;padding:0px 3px 0px 3px;vertical-align:bottom;"></td> <td style="overflow:hidden;padding:0px 3px 0px 3px;vertical-align:bottom;"></td> <td style="overflow:hidden;padding:0px 3px 0px 3px;vertical-align:bottom;"></td> <td data-sheets-value='{"1":2,"2":"Ut-value"}' style="overflow:hidden;padding:0px 3px 0px 3px;vertical-align:bottom;font-weight:bold;text-align:center;">Ut-value</td> <td data-sheets-value='{"1":2,"2":"LT-value"}' style="overflow:hidden;padding:0px 3px 0px 3px;vertical-align:bottom;font-weight:bold;text-align:center;">LT-value</td> <td data-sheets-value='{"1":2,"2":"g-value"}' style="overflow:hidden;padding:0px 3px 0px 3px;vertical-align:bottom;font-weight:bold;text-align:center;">g-value</td> <td data-sheets-value='{"1":2,"2":"Rw-value "}' style="overflow:hidden;padding:0px 3px 0px 3px;vertical-align:bottom;font-weight:bold;text-align:center;">Rw-value </td> </tr> <tr style="height:20px;"> <td style="overflow:hidden;padding:0px 3px 0px 3px;vertical-align:bottom;"></td> <td style="overflow:hidden;padding:0px 3px 0px 3px;vertical-align:bottom;"></td> <td style="overflow:hidden;padding:0px 3px 0px 3px;vertical-align:bottom;"></td> <td data-sheets-numberformat='{"1":2,"2":"0.00","3":1}' data-sheets-value='{"1":2,"2":"EN 1873 : 2014"}' style="overflow:hidden;padding:0px 3px 0px 3px;vertical-align:bottom;text-align:center;">EN 1873 : 2014</td> <td data-sheets-numberformat='{"1":2,"2":"0","3":1}' data-sheets-value='{"1":2,"2":"EN ISO 13468 EN 16153 EN 410"}' style="overflow:hidden;padding:0px 3px 0px 3px;vertical-align:bottom;text-align:center;">EN ISO 13468 EN 16153 EN 410</td> <td data-sheets-numberformat='{"1":2,"2":"0","3":1}' data-sheets-value='{"1":2,"2":"EN 410"}' style="overflow:hidden;padding:0px 3px 0px 3px;vertical-align:bottom;text-align:center;">EN 410</td> <td data-sheets-value='{"1":2,"2":"EN ISO 140-3\t\t"}' style="overflow:hidden;padding:0px 3px 0px 3px;vertical-align:bottom;text-align:center;">EN ISO 140-3 </td> </tr> <tr style="height:20px;"> <td data-sheets-value='{"1":2,"2":"Material"}' style="border-bottom:1px solid #000000;overflow:hidden;padding:0px 3px 0px 3px;vertical-align:bottom;background-color:#000000;font-weight:bold;color:#ffffff;">Material</td> <td data-sheets-value='{"1":2,"2":"Walls"}' style="border-bottom:1px solid #000000;overflow:hidden;padding:0px 3px 0px 3px;vertical-align:bottom;background-color:#000000;font-weight:bold;color:#ffffff;">Walls</td> <td data-sheets-value='{"1":2,"2":"Shells"}' style="border-bottom:1px solid #000000;overflow:hidden;padding:0px 3px 0px 3px;vertical-align:bottom;background-color:#000000;font-weight:bold;color:#ffffff;">Shells</td> <td data-sheets-numberformat='{"1":2,"2":"0.00","3":1}' data-sheets-value='{"1":2,"2":"(W/m²K)\t"}' style="border-bottom:1px solid #000000;overflow:hidden;padding:0px 3px 0px 3px;vertical-align:bottom;background-color:#000000;font-weight:bold;color:#ffffff;text-align:center;">(W/m²K) </td> <td data-sheets-numberformat='{"1":2,"2":"0","3":1}' data-sheets-value='{"1":2,"2":"(%)"}' style="border-bottom:1px solid #000000;overflow:hidden;padding:0px 3px 0px 3px;vertical-align:bottom;background-color:#000000;font-weight:bold;color:#ffffff;text-align:center;">(%)</td> <td data-sheets-numberformat='{"1":2,"2":"0","3":1}' data-sheets-value='{"1":2,"2":"(%)"}' style="border-bottom:1px solid #000000;overflow:hidden;padding:0px 3px 0px 3px;vertical-align:bottom;background-color:#000000;font-weight:bold;color:#ffffff;text-align:center;">(%)</td> <td data-sheets-value='{"1":2,"2":"(dB)"}' style="border-bottom:1px solid #000000;overflow:hidden;padding:0px 3px 0px 3px;vertical-align:bottom;background-color:#000000;font-weight:bold;color:#ffffff;text-align:center;">(dB)</td> </tr> <tr style="height:20px;"> <td data-sheets-value='{"1":2,"2":"Acrylic"}' style="border-left:1px solid #000000;overflow:hidden;padding:0px 3px 0px 3px;vertical-align:bottom;">Acrylic</td> <td data-sheets-value='{"1":2,"2":"EW"}' style="overflow:hidden;padding:0px 3px 0px 3px;vertical-align:bottom;">EW</td> <td data-sheets-value='{"1":2,"2":"Clear (H)"}' style="overflow:hidden;padding:0px 3px 0px 3px;vertical-align:bottom;">Clear (H)</td> <td data-sheets-numberformat='{"1":2,"2":"0.00","3":1}' data-sheets-value='{"1":3,"3":1.19}' style="overflow:hidden;padding:0px 3px 0px 3px;vertical-align:bottom;text-align:center;">1.19</td> <td data-sheets-numberformat='{"1":2,"2":"0","3":1}' data-sheets-value='{"1":3,"3":36.9}' style="overflow:hidden;padding:0px 3px 0px 3px;vertical-align:bottom;text-align:center;">37</td> <td data-sheets-numberformat='{"1":2,"2":"0","3":1}' data-sheets-value='{"1":3,"3":57.42}' style="overflow:hidden;padding:0px 3px 0px 3px;vertical-align:bottom;text-align:center;">57</td> <td data-sheets-value='{"1":3,"3":24}' style="border-right:1px solid #000000;overflow:hidden;padding:0px 3px 0px 3px;vertical-align:bottom;text-align:center;">24</td> </tr> <tr style="height:20px;"> <td data-sheets-value='{"1":2,"2":"PMMA"}' style="border-left:1px solid #000000;overflow:hidden;padding:0px 3px 0px 3px;vertical-align:bottom;">PMMA</td> <td style="overflow:hidden;padding:0px 3px 0px 3px;vertical-align:bottom;"></td> <td data-sheets-value='{"1":2,"2":"Opal (O)"}' style="overflow:hidden;padding:0px 3px 0px 3px;vertical-align:bottom;">Opal (O)</td> <td data-sheets-numberformat='{"1":2,"2":"0.00","3":1}' data-sheets-value='{"1":3,"3":1.19}' style="overflow:hidden;padding:0px 3px 0px 3px;vertical-align:bottom;text-align:center;">1.19</td> <td data-sheets-numberformat='{"1":2,"2":"0","3":1}' data-sheets-value='{"1":3,"3":34.03}' style="overflow:hidden;padding:0px 3px 0px 3px;vertical-align:bottom;text-align:center;">34</td> <td data-sheets-numberformat='{"1":2,"2":"0","3":1}' data-sheets-value='{"1":3,"3":50.160000000000004}' style="overflow:hidden;padding:0px 3px 0px 3px;vertical-align:bottom;text-align:center;">50</td> <td data-sheets-value='{"1":3,"3":24}' style="border-right:1px solid #000000;overflow:hidden;padding:0px 3px 0px 3px;vertical-align:bottom;text-align:center;">24</td> </tr> <tr style="height:20px;"> <td style="border-left:1px solid #000000;overflow:hidden;padding:0px 3px 0px 3px;vertical-align:bottom;"></td> <td data-sheets-value='{"1":2,"2":"DW"}' style="overflow:hidden;padding:0px 3px 0px 3px;vertical-align:bottom;">DW</td> <td data-sheets-value='{"1":2,"2":"Clear (H/H)"}' style="overflow:hidden;padding:0px 3px 0px 3px;vertical-align:bottom;">Clear (H/H)</td> <td data-sheets-numberformat='{"1":2,"2":"0.00","3":1}' data-sheets-value='{"1":3,"3":0.98}' style="overflow:hidden;padding:0px 3px 0px 3px;vertical-align:bottom;text-align:center;">0.98</td> <td data-sheets-numberformat='{"1":2,"2":"0","3":1}' data-sheets-value='{"1":3,"3":33.21}' style="overflow:hidden;padding:0px 3px 0px 3px;vertical-align:bottom;text-align:center;">33</td> <td data-sheets-numberformat='{"1":2,"2":"0","3":1}' data-sheets-value='{"1":3,"3":49.5}' style="overflow:hidden;padding:0px 3px 0px 3px;vertical-align:bottom;text-align:center;">50</td> <td data-sheets-value='{"1":3,"3":26}' style="border-right:1px solid #000000;overflow:hidden;padding:0px 3px 0px 3px;vertical-align:bottom;text-align:center;">26</td> </tr> <tr style="height:20px;"> <td style="border-bottom:1px solid #000000;border-left:1px solid #000000;overflow:hidden;padding:0px 3px 0px 3px;vertical-align:bottom;"></td> <td style="border-bottom:1px solid #000000;overflow:hidden;padding:0px 3px 0px 3px;vertical-align:bottom;"></td> <td data-sheets-value='{"1":2,"2":"Opal (O/O)"}' style="border-bottom:1px solid #000000;overflow:hidden;padding:0px 3px 0px 3px;vertical-align:bottom;">Opal (O/O)</td> <td data-sheets-numberformat='{"1":2,"2":"0.00","3":1}' data-sheets-value='{"1":3,"3":0.98}' style="border-bottom:1px solid #000000;overflow:hidden;padding:0px 3px 0px 3px;vertical-align:bottom;text-align:center;">0.98</td> <td data-sheets-numberformat='{"1":2,"2":"0","3":1}' data-sheets-value='{"1":3,"3":28.29}' style="border-bottom:1px solid #000000;overflow:hidden;padding:0px 3px 0px 3px;vertical-align:bottom;text-align:center;">28</td> <td data-sheets-numberformat='{"1":2,"2":"0","3":1}' data-sheets-value='{"1":3,"3":38.28}' style="border-bottom:1px solid #000000;overflow:hidden;padding:0px 3px 0px 3px;vertical-align:bottom;text-align:center;">38</td> <td data-sheets-value='{"1":3,"3":26}' style="border-right:1px solid #000000;border-bottom:1px solid #000000;overflow:hidden;padding:0px 3px 0px 3px;vertical-align:bottom;text-align:center;">26</td> </tr> <tr style="height:20px;"> <td data-sheets-value='{"1":2,"2":"Polycarbonate "}' style="border-left:1px solid #000000;overflow:hidden;padding:0px 3px 0px 3px;vertical-align:bottom;">Polycarbonate </td> <td data-sheets-value='{"1":2,"2":"EW"}' style="overflow:hidden;padding:0px 3px 0px 3px;vertical-align:bottom;">EW</td> <td data-sheets-value='{"1":2,"2":"Clear (A)"}' style="overflow:hidden;padding:0px 3px 0px 3px;vertical-align:bottom;">Clear (A)</td> <td data-sheets-numberformat='{"1":2,"2":"0.00","3":1}' data-sheets-value='{"1":3,"3":1.19}' style="overflow:hidden;padding:0px 3px 0px 3px;vertical-align:bottom;text-align:center;">1.19</td> <td data-sheets-numberformat='{"1":2,"2":"0","3":1}' data-sheets-value='{"1":3,"3":36.08}' style="overflow:hidden;padding:0px 3px 0px 3px;vertical-align:bottom;text-align:center;">36</td> <td data-sheets-numberformat='{"1":2,"2":"0","3":1}' data-sheets-value='{"1":3,"3":54.78}' style="overflow:hidden;padding:0px 3px 0px 3px;vertical-align:bottom;text-align:center;">55</td> <td data-sheets-value='{"1":3,"3":24}' style="border-right:1px solid #000000;overflow:hidden;padding:0px 3px 0px 3px;vertical-align:bottom;text-align:center;">24</td> </tr> <tr style="height:20px;"> <td data-sheets-value='{"1":2,"2":"PC"}' style="border-left:1px solid #000000;overflow:hidden;padding:0px 3px 0px 3px;vertical-align:bottom;">PC</td> <td style="overflow:hidden;padding:0px 3px 0px 3px;vertical-align:bottom;"></td> <td data-sheets-value='{"1":2,"2":"Opal (D)"}' style="overflow:hidden;padding:0px 3px 0px 3px;vertical-align:bottom;">Opal (D)</td> <td data-sheets-numberformat='{"1":2,"2":"0.00","3":1}' data-sheets-value='{"1":3,"3":1.19}' style="overflow:hidden;padding:0px 3px 0px 3px;vertical-align:bottom;text-align:center;">1.19</td> <td data-sheets-numberformat='{"1":2,"2":"0","3":1}' data-sheets-value='{"1":3,"3":23.779999999999998}' style="overflow:hidden;padding:0px 3px 0px 3px;vertical-align:bottom;text-align:center;">24</td> <td data-sheets-numberformat='{"1":2,"2":"0","3":1}' data-sheets-value='{"1":3,"3":39.6}' style="overflow:hidden;padding:0px 3px 0px 3px;vertical-align:bottom;text-align:center;">40</td> <td data-sheets-value='{"1":3,"3":24}' style="border-right:1px solid #000000;overflow:hidden;padding:0px 3px 0px 3px;vertical-align:bottom;text-align:center;">24</td> </tr> <tr style="height:20px;"> <td style="border-left:1px solid #000000;overflow:hidden;padding:0px 3px 0px 3px;vertical-align:bottom;"></td> <td data-sheets-value='{"1":2,"2":"DW"}' style="overflow:hidden;padding:0px 3px 0px 3px;vertical-align:bottom;">DW</td> <td data-sheets-value='{"1":2,"2":"Clear (A/H)"}' style="overflow:hidden;padding:0px 3px 0px 3px;vertical-align:bottom;">Clear (A/H)</td> <td data-sheets-numberformat='{"1":2,"2":"0.00","3":1}' data-sheets-value='{"1":3,"3":0.98}' style="overflow:hidden;padding:0px 3px 0px 3px;vertical-align:bottom;text-align:center;">0.98</td> <td data-sheets-numberformat='{"1":2,"2":"0","3":1}' data-sheets-value='{"1":3,"3":32.39}' style="overflow:hidden;padding:0px 3px 0px 3px;vertical-align:bottom;text-align:center;">32</td> <td data-sheets-numberformat='{"1":2,"2":"0","3":1}' data-sheets-value='{"1":3,"3":47.52}' style="overflow:hidden;padding:0px 3px 0px 3px;vertical-align:bottom;text-align:center;">48</td> <td data-sheets-value='{"1":3,"3":26}' style="border-right:1px solid #000000;overflow:hidden;padding:0px 3px 0px 3px;vertical-align:bottom;text-align:center;">26</td> </tr> <tr style="height:20px;"> <td style="border-left:1px solid #000000;overflow:hidden;padding:0px 3px 0px 3px;vertical-align:bottom;"></td> <td style="overflow:hidden;padding:0px 3px 0px 3px;vertical-align:bottom;"></td> <td data-sheets-value='{"1":2,"2":"Clear (A/A)"}' style="overflow:hidden;padding:0px 3px 0px 3px;vertical-align:bottom;">Clear (A/A)</td> <td data-sheets-numberformat='{"1":2,"2":"0.00","3":1}' data-sheets-value='{"1":3,"3":0.98}' style="overflow:hidden;padding:0px 3px 0px 3px;vertical-align:bottom;text-align:center;">0.98</td> <td data-sheets-numberformat='{"1":2,"2":"0","3":1}' data-sheets-value='{"1":3,"3":31.569999999999997}' style="overflow:hidden;padding:0px 3px 0px 3px;vertical-align:bottom;text-align:center;">32</td> <td data-sheets-numberformat='{"1":2,"2":"0","3":1}' data-sheets-value='{"1":3,"3":45.54}' style="overflow:hidden;padding:0px 3px 0px 3px;vertical-align:bottom;text-align:center;">46</td> <td data-sheets-value='{"1":3,"3":26}' style="border-right:1px solid #000000;overflow:hidden;padding:0px 3px 0px 3px;vertical-align:bottom;text-align:center;">26</td> </tr> <tr style="height:20px;"> <td style="border-left:1px solid #000000;overflow:hidden;padding:0px 3px 0px 3px;vertical-align:bottom;"></td> <td style="overflow:hidden;padding:0px 3px 0px 3px;vertical-align:bottom;"></td> <td data-sheets-value='{"1":2,"2":"Opal (A/O)"}' style="overflow:hidden;padding:0px 3px 0px 3px;vertical-align:bottom;">Opal (A/O)</td> <td data-sheets-numberformat='{"1":2,"2":"0.00","3":1}' data-sheets-value='{"1":3,"3":0.98}' style="overflow:hidden;padding:0px 3px 0px 3px;vertical-align:bottom;text-align:center;">0.98</td> <td data-sheets-numberformat='{"1":2,"2":"0","3":1}' data-sheets-value='{"1":3,"3":29.93}' style="overflow:hidden;padding:0px 3px 0px 3px;vertical-align:bottom;text-align:center;">30</td> <td data-sheets-numberformat='{"1":2,"2":"0","3":1}' data-sheets-value='{"1":3,"3":41.580000000000005}' style="overflow:hidden;padding:0px 3px 0px 3px;vertical-align:bottom;text-align:center;">42</td> <td data-sheets-value='{"1":3,"3":26}' style="border-right:1px solid #000000;overflow:hidden;padding:0px 3px 0px 3px;vertical-align:bottom;text-align:center;">26</td> </tr> <tr style="height:20px;"> <td style="border-bottom:1px solid #000000;border-left:1px solid #000000;overflow:hidden;padding:0px 3px 0px 3px;vertical-align:bottom;"></td> <td style="border-bottom:1px solid #000000;overflow:hidden;padding:0px 3px 0px 3px;vertical-align:bottom;"></td> <td data-sheets-value='{"1":2,"2":"Opal (A/D)"}' style="border-bottom:1px solid #000000;overflow:hidden;padding:0px 3px 0px 3px;vertical-align:bottom;">Opal (A/D)</td> <td data-sheets-numberformat='{"1":2,"2":"0.00","3":1}' data-sheets-value='{"1":3,"3":0.98}' style="border-bottom:1px solid #000000;overflow:hidden;padding:0px 3px 0px 3px;vertical-align:bottom;text-align:center;">0.98</td> <td data-sheets-numberformat='{"1":2,"2":"0","3":1}' data-sheets-value='{"1":3,"3":20.91}' style="border-bottom:1px solid #000000;overflow:hidden;padding:0px 3px 0px 3px;vertical-align:bottom;text-align:center;">21</td> <td data-sheets-numberformat='{"1":2,"2":"0","3":1}' data-sheets-value='{"1":3,"3":33}' style="border-bottom:1px solid #000000;overflow:hidden;padding:0px 3px 0px 3px;vertical-align:bottom;text-align:center;">33</td> <td data-sheets-value='{"1":3,"3":26}' style="border-right:1px solid #000000;border-bottom:1px solid #000000;overflow:hidden;padding:0px 3px 0px 3px;vertical-align:bottom;text-align:center;">26</td> </tr> <tr style="height:20px;"> <td data-sheets-value='{"1":2,"2":"Polycarbonate"}' style="border-left:1px solid #000000;overflow:hidden;padding:0px 3px 0px 3px;vertical-align:bottom;">Polycarbonate</td> <td data-sheets-value='{"1":2,"2":"EW"}' style="overflow:hidden;padding:0px 3px 0px 3px;vertical-align:bottom;">EW</td> <td data-sheets-value='{"1":2,"2":"Heatstop Opal (T)"}' style="overflow:hidden;padding:0px 3px 0px 3px;vertical-align:bottom;">Heatstop Opal (T)</td> <td data-sheets-numberformat='{"1":2,"2":"0.00","3":1}' data-sheets-value='{"1":3,"3":1.19}' style="overflow:hidden;padding:0px 3px 0px 3px;vertical-align:bottom;text-align:center;">1.19</td> <td data-sheets-numberformat='{"1":2,"2":"0","3":1}' data-sheets-value='{"1":3,"3":20.09}' style="overflow:hidden;padding:0px 3px 0px 3px;vertical-align:bottom;text-align:center;">20</td> <td data-sheets-numberformat='{"1":2,"2":"0","3":1}' data-sheets-value='{"1":3,"3":38.940000000000005}' style="overflow:hidden;padding:0px 3px 0px 3px;vertical-align:bottom;text-align:center;">39</td> <td data-sheets-value='{"1":3,"3":24}' style="border-right:1px solid #000000;overflow:hidden;padding:0px 3px 0px 3px;vertical-align:bottom;text-align:center;">24</td> </tr> <tr style="height:20px;"> <td data-sheets-value='{"1":2,"2":"Heatstop PC"}' style="border-left:1px solid #000000;overflow:hidden;padding:0px 3px 0px 3px;vertical-align:bottom;">Heatstop PC</td> <td data-sheets-value='{"1":2,"2":"DW"}' style="overflow:hidden;padding:0px 3px 0px 3px;vertical-align:bottom;">DW</td> <td data-sheets-value='{"1":2,"2":"Clear (T/H)"}' style="overflow:hidden;padding:0px 3px 0px 3px;vertical-align:bottom;">Clear (T/H)</td> <td data-sheets-numberformat='{"1":2,"2":"0.00","3":1}' data-sheets-value='{"1":3,"3":0.98}' style="overflow:hidden;padding:0px 3px 0px 3px;vertical-align:bottom;text-align:center;">0.98</td> <td data-sheets-numberformat='{"1":2,"2":"0","3":1}' data-sheets-value='{"1":3,"3":18.04}' style="overflow:hidden;padding:0px 3px 0px 3px;vertical-align:bottom;text-align:center;">18</td> <td data-sheets-numberformat='{"1":2,"2":"0","3":1}' data-sheets-value='{"1":3,"3":33.660000000000004}' style="overflow:hidden;padding:0px 3px 0px 3px;vertical-align:bottom;text-align:center;">34</td> <td data-sheets-value='{"1":3,"3":26}' style="border-right:1px solid #000000;overflow:hidden;padding:0px 3px 0px 3px;vertical-align:bottom;text-align:center;">26</td> </tr> <tr style="height:20px;"> <td style="border-bottom:1px solid #000000;border-left:1px solid #000000;overflow:hidden;padding:0px 3px 0px 3px;vertical-align:bottom;"></td> <td style="border-bottom:1px solid #000000;overflow:hidden;padding:0px 3px 0px 3px;vertical-align:bottom;"></td> <td data-sheets-value='{"1":2,"2":"Opal (T/O)"}' style="border-bottom:1px solid #000000;overflow:hidden;padding:0px 3px 0px 3px;vertical-align:bottom;">Opal (T/O)</td> <td data-sheets-numberformat='{"1":2,"2":"0.00","3":1}' data-sheets-value='{"1":3,"3":0.98}' style="border-bottom:1px solid #000000;overflow:hidden;padding:0px 3px 0px 3px;vertical-align:bottom;text-align:center;">0.98</td> <td data-sheets-numberformat='{"1":2,"2":"0","3":1}' data-sheets-value='{"1":3,"3":16.81}' style="border-bottom:1px solid #000000;overflow:hidden;padding:0px 3px 0px 3px;vertical-align:bottom;text-align:center;">17</td> <td data-sheets-numberformat='{"1":2,"2":"0","3":1}' data-sheets-value='{"1":3,"3":29.700000000000003}' style="border-bottom:1px solid #000000;overflow:hidden;padding:0px 3px 0px 3px;vertical-align:bottom;text-align:center;">30</td> <td data-sheets-value='{"1":3,"3":26}' style="border-right:1px solid #000000;border-bottom:1px solid #000000;overflow:hidden;padding:0px 3px 0px 3px;vertical-align:bottom;text-align:center;">26</td> </tr> </tbody></table> | skylux-160-ce-met-koepel-en-metaalopstand-met-lm-motor-pvc-raam-type-ep25-en-windvang-1450-x-1700-mm | 8586002399565 | 46872283513165
Smoke and heat exhaust (SHEV) | SHE system | Skylux | Skylux 160° CE with skylight and metal curb with LM-actuator, PVC frame type EP25 and spoiler 1500 x 1500 mm |  | 50962 | 5412970509622 | 5858.85 | Yes | 30-45 | 128.03 | 1500 x 1500 mm | 1500 | 1500 |  | metal curb M30 (30 cm high) | Square | 1.19 W/m²K - 0.98 W/m²K | 57% - 30% | 37% - 17% | 24dB - 26dB | 160° CE (for industry) | PVC frame EP25 | with spoiler | E | Single actuator | Maximum double-walled skylight possible for this product | Ut-value LT-value g-value Rw-value EN 1873 : 2014 EN ISO 13468 EN 16153 EN 410 EN 410 EN ISO 140-3 Material Walls Shells (W/m²K) (%) (%) (dB) Acrylic EW Clear (H) 1.19 37 57 24 PMMA Opal (O) 1.19 34 50 24 DW Clear (H/H) 0.98 33 50 26 Opal (O/O) 0.98 28 38 26 Polycarbonate EW Clear (A) 1.19 36 55 24 PC Opal (D) 1.19 24 40 24 DW Clear (A/H) 0.98 32 48 26 Clear (A/A) 0.98 32 46 26 Opal (A/O) 0.98 30 42 26 Opal (A/D) 0.98 21 33 26 Polycarbonate EW Heatstop Opal (T) 1.19 20 39 24 Heatstop PC DW Clear (T/H) 0.98 18 34 26 Opal (T/O) 0.98 17 30 26 | https://skylux.eu/en/products/skylux-160-ce-met-koepel-en-metaalopstand-met-lm-motor-pvc-raam-type-ep25-en-windvang-1500-x-1500-mm | https://skylux.eu/cdn/shop/files/Skylux-160deg-CE-met-koepel-en-metaalopstand-met-LM-motor-pvc-raam-type-EP25-en-windvang-1500-x-1500-mm-RWA-systeem.jpg?v=1702977236&width=1600 | https://skylux.eu/cdn/shop/files/e5a82811-1bb0-48e4-a776-cacb59c7c092_cae89a7e-8ee7-4e9b-9aad-63ff01ec03e9.jpg?v=1688550319&width=1600 | //skylux.eu/cdn/shop/files/E_MH_Mounting_instructions_Skylux_160_CE_LM.pdf?v=12406716259046007223 | //skylux.eu/cdn/shop/files/E_TD_Technical_File_Skylux_Skylux_160_CE_Electric.pdf?v=3667116872303399239 | <style type="text/css" id="isPasted"><!--td {border: 1px solid #cccccc;}br {mso-data-placement:same-cell;}--></style><table border="1" cellpadding="0" cellspacing="0" dir="ltr" style="table-layout:fixed;font-size:10pt;font-family:Arial;border-collapse:collapse;border:none;"><tbody> <tr style="height:20px;"> <td style="overflow:hidden;padding:0px 3px 0px 3px;vertical-align:bottom;"></td> <td style="overflow:hidden;padding:0px 3px 0px 3px;vertical-align:bottom;"></td> <td style="overflow:hidden;padding:0px 3px 0px 3px;vertical-align:bottom;"></td> <td data-sheets-value='{"1":2,"2":"Ut-value"}' style="overflow:hidden;padding:0px 3px 0px 3px;vertical-align:bottom;font-weight:bold;text-align:center;">Ut-value</td> <td data-sheets-value='{"1":2,"2":"LT-value"}' style="overflow:hidden;padding:0px 3px 0px 3px;vertical-align:bottom;font-weight:bold;text-align:center;">LT-value</td> <td data-sheets-value='{"1":2,"2":"g-value"}' style="overflow:hidden;padding:0px 3px 0px 3px;vertical-align:bottom;font-weight:bold;text-align:center;">g-value</td> <td data-sheets-value='{"1":2,"2":"Rw-value "}' style="overflow:hidden;padding:0px 3px 0px 3px;vertical-align:bottom;font-weight:bold;text-align:center;">Rw-value </td> </tr> <tr style="height:20px;"> <td style="overflow:hidden;padding:0px 3px 0px 3px;vertical-align:bottom;"></td> <td style="overflow:hidden;padding:0px 3px 0px 3px;vertical-align:bottom;"></td> <td style="overflow:hidden;padding:0px 3px 0px 3px;vertical-align:bottom;"></td> <td data-sheets-numberformat='{"1":2,"2":"0.00","3":1}' data-sheets-value='{"1":2,"2":"EN 1873 : 2014"}' style="overflow:hidden;padding:0px 3px 0px 3px;vertical-align:bottom;text-align:center;">EN 1873 : 2014</td> <td data-sheets-numberformat='{"1":2,"2":"0","3":1}' data-sheets-value='{"1":2,"2":"EN ISO 13468 EN 16153 EN 410"}' style="overflow:hidden;padding:0px 3px 0px 3px;vertical-align:bottom;text-align:center;">EN ISO 13468 EN 16153 EN 410</td> <td data-sheets-numberformat='{"1":2,"2":"0","3":1}' data-sheets-value='{"1":2,"2":"EN 410"}' style="overflow:hidden;padding:0px 3px 0px 3px;vertical-align:bottom;text-align:center;">EN 410</td> <td data-sheets-value='{"1":2,"2":"EN ISO 140-3\t\t"}' style="overflow:hidden;padding:0px 3px 0px 3px;vertical-align:bottom;text-align:center;">EN ISO 140-3 </td> </tr> <tr style="height:20px;"> <td data-sheets-value='{"1":2,"2":"Material"}' style="border-bottom:1px solid #000000;overflow:hidden;padding:0px 3px 0px 3px;vertical-align:bottom;background-color:#000000;font-weight:bold;color:#ffffff;">Material</td> <td data-sheets-value='{"1":2,"2":"Walls"}' style="border-bottom:1px solid #000000;overflow:hidden;padding:0px 3px 0px 3px;vertical-align:bottom;background-color:#000000;font-weight:bold;color:#ffffff;">Walls</td> <td data-sheets-value='{"1":2,"2":"Shells"}' style="border-bottom:1px solid #000000;overflow:hidden;padding:0px 3px 0px 3px;vertical-align:bottom;background-color:#000000;font-weight:bold;color:#ffffff;">Shells</td> <td data-sheets-numberformat='{"1":2,"2":"0.00","3":1}' data-sheets-value='{"1":2,"2":"(W/m²K)\t"}' style="border-bottom:1px solid #000000;overflow:hidden;padding:0px 3px 0px 3px;vertical-align:bottom;background-color:#000000;font-weight:bold;color:#ffffff;text-align:center;">(W/m²K) </td> <td data-sheets-numberformat='{"1":2,"2":"0","3":1}' data-sheets-value='{"1":2,"2":"(%)"}' style="border-bottom:1px solid #000000;overflow:hidden;padding:0px 3px 0px 3px;vertical-align:bottom;background-color:#000000;font-weight:bold;color:#ffffff;text-align:center;">(%)</td> <td data-sheets-numberformat='{"1":2,"2":"0","3":1}' data-sheets-value='{"1":2,"2":"(%)"}' style="border-bottom:1px solid #000000;overflow:hidden;padding:0px 3px 0px 3px;vertical-align:bottom;background-color:#000000;font-weight:bold;color:#ffffff;text-align:center;">(%)</td> <td data-sheets-value='{"1":2,"2":"(dB)"}' style="border-bottom:1px solid #000000;overflow:hidden;padding:0px 3px 0px 3px;vertical-align:bottom;background-color:#000000;font-weight:bold;color:#ffffff;text-align:center;">(dB)</td> </tr> <tr style="height:20px;"> <td data-sheets-value='{"1":2,"2":"Acrylic"}' style="border-left:1px solid #000000;overflow:hidden;padding:0px 3px 0px 3px;vertical-align:bottom;">Acrylic</td> <td data-sheets-value='{"1":2,"2":"EW"}' style="overflow:hidden;padding:0px 3px 0px 3px;vertical-align:bottom;">EW</td> <td data-sheets-value='{"1":2,"2":"Clear (H)"}' style="overflow:hidden;padding:0px 3px 0px 3px;vertical-align:bottom;">Clear (H)</td> <td data-sheets-numberformat='{"1":2,"2":"0.00","3":1}' data-sheets-value='{"1":3,"3":1.19}' style="overflow:hidden;padding:0px 3px 0px 3px;vertical-align:bottom;text-align:center;">1.19</td> <td data-sheets-numberformat='{"1":2,"2":"0","3":1}' data-sheets-value='{"1":3,"3":36.9}' style="overflow:hidden;padding:0px 3px 0px 3px;vertical-align:bottom;text-align:center;">37</td> <td data-sheets-numberformat='{"1":2,"2":"0","3":1}' data-sheets-value='{"1":3,"3":57.42}' style="overflow:hidden;padding:0px 3px 0px 3px;vertical-align:bottom;text-align:center;">57</td> <td data-sheets-value='{"1":3,"3":24}' style="border-right:1px solid #000000;overflow:hidden;padding:0px 3px 0px 3px;vertical-align:bottom;text-align:center;">24</td> </tr> <tr style="height:20px;"> <td data-sheets-value='{"1":2,"2":"PMMA"}' style="border-left:1px solid #000000;overflow:hidden;padding:0px 3px 0px 3px;vertical-align:bottom;">PMMA</td> <td style="overflow:hidden;padding:0px 3px 0px 3px;vertical-align:bottom;"></td> <td data-sheets-value='{"1":2,"2":"Opal (O)"}' style="overflow:hidden;padding:0px 3px 0px 3px;vertical-align:bottom;">Opal (O)</td> <td data-sheets-numberformat='{"1":2,"2":"0.00","3":1}' data-sheets-value='{"1":3,"3":1.19}' style="overflow:hidden;padding:0px 3px 0px 3px;vertical-align:bottom;text-align:center;">1.19</td> <td data-sheets-numberformat='{"1":2,"2":"0","3":1}' data-sheets-value='{"1":3,"3":34.03}' style="overflow:hidden;padding:0px 3px 0px 3px;vertical-align:bottom;text-align:center;">34</td> <td data-sheets-numberformat='{"1":2,"2":"0","3":1}' data-sheets-value='{"1":3,"3":50.160000000000004}' style="overflow:hidden;padding:0px 3px 0px 3px;vertical-align:bottom;text-align:center;">50</td> <td data-sheets-value='{"1":3,"3":24}' style="border-right:1px solid #000000;overflow:hidden;padding:0px 3px 0px 3px;vertical-align:bottom;text-align:center;">24</td> </tr> <tr style="height:20px;"> <td style="border-left:1px solid #000000;overflow:hidden;padding:0px 3px 0px 3px;vertical-align:bottom;"></td> <td data-sheets-value='{"1":2,"2":"DW"}' style="overflow:hidden;padding:0px 3px 0px 3px;vertical-align:bottom;">DW</td> <td data-sheets-value='{"1":2,"2":"Clear (H/H)"}' style="overflow:hidden;padding:0px 3px 0px 3px;vertical-align:bottom;">Clear (H/H)</td> <td data-sheets-numberformat='{"1":2,"2":"0.00","3":1}' data-sheets-value='{"1":3,"3":0.98}' style="overflow:hidden;padding:0px 3px 0px 3px;vertical-align:bottom;text-align:center;">0.98</td> <td data-sheets-numberformat='{"1":2,"2":"0","3":1}' data-sheets-value='{"1":3,"3":33.21}' style="overflow:hidden;padding:0px 3px 0px 3px;vertical-align:bottom;text-align:center;">33</td> <td data-sheets-numberformat='{"1":2,"2":"0","3":1}' data-sheets-value='{"1":3,"3":49.5}' style="overflow:hidden;padding:0px 3px 0px 3px;vertical-align:bottom;text-align:center;">50</td> <td data-sheets-value='{"1":3,"3":26}' style="border-right:1px solid #000000;overflow:hidden;padding:0px 3px 0px 3px;vertical-align:bottom;text-align:center;">26</td> </tr> <tr style="height:20px;"> <td style="border-bottom:1px solid #000000;border-left:1px solid #000000;overflow:hidden;padding:0px 3px 0px 3px;vertical-align:bottom;"></td> <td style="border-bottom:1px solid #000000;overflow:hidden;padding:0px 3px 0px 3px;vertical-align:bottom;"></td> <td data-sheets-value='{"1":2,"2":"Opal (O/O)"}' style="border-bottom:1px solid #000000;overflow:hidden;padding:0px 3px 0px 3px;vertical-align:bottom;">Opal (O/O)</td> <td data-sheets-numberformat='{"1":2,"2":"0.00","3":1}' data-sheets-value='{"1":3,"3":0.98}' style="border-bottom:1px solid #000000;overflow:hidden;padding:0px 3px 0px 3px;vertical-align:bottom;text-align:center;">0.98</td> <td data-sheets-numberformat='{"1":2,"2":"0","3":1}' data-sheets-value='{"1":3,"3":28.29}' style="border-bottom:1px solid #000000;overflow:hidden;padding:0px 3px 0px 3px;vertical-align:bottom;text-align:center;">28</td> <td data-sheets-numberformat='{"1":2,"2":"0","3":1}' data-sheets-value='{"1":3,"3":38.28}' style="border-bottom:1px solid #000000;overflow:hidden;padding:0px 3px 0px 3px;vertical-align:bottom;text-align:center;">38</td> <td data-sheets-value='{"1":3,"3":26}' style="border-right:1px solid #000000;border-bottom:1px solid #000000;overflow:hidden;padding:0px 3px 0px 3px;vertical-align:bottom;text-align:center;">26</td> </tr> <tr style="height:20px;"> <td data-sheets-value='{"1":2,"2":"Polycarbonate "}' style="border-left:1px solid #000000;overflow:hidden;padding:0px 3px 0px 3px;vertical-align:bottom;">Polycarbonate </td> <td data-sheets-value='{"1":2,"2":"EW"}' style="overflow:hidden;padding:0px 3px 0px 3px;vertical-align:bottom;">EW</td> <td data-sheets-value='{"1":2,"2":"Clear (A)"}' style="overflow:hidden;padding:0px 3px 0px 3px;vertical-align:bottom;">Clear (A)</td> <td data-sheets-numberformat='{"1":2,"2":"0.00","3":1}' data-sheets-value='{"1":3,"3":1.19}' style="overflow:hidden;padding:0px 3px 0px 3px;vertical-align:bottom;text-align:center;">1.19</td> <td data-sheets-numberformat='{"1":2,"2":"0","3":1}' data-sheets-value='{"1":3,"3":36.08}' style="overflow:hidden;padding:0px 3px 0px 3px;vertical-align:bottom;text-align:center;">36</td> <td data-sheets-numberformat='{"1":2,"2":"0","3":1}' data-sheets-value='{"1":3,"3":54.78}' style="overflow:hidden;padding:0px 3px 0px 3px;vertical-align:bottom;text-align:center;">55</td> <td data-sheets-value='{"1":3,"3":24}' style="border-right:1px solid #000000;overflow:hidden;padding:0px 3px 0px 3px;vertical-align:bottom;text-align:center;">24</td> </tr> <tr style="height:20px;"> <td data-sheets-value='{"1":2,"2":"PC"}' style="border-left:1px solid #000000;overflow:hidden;padding:0px 3px 0px 3px;vertical-align:bottom;">PC</td> <td style="overflow:hidden;padding:0px 3px 0px 3px;vertical-align:bottom;"></td> <td data-sheets-value='{"1":2,"2":"Opal (D)"}' style="overflow:hidden;padding:0px 3px 0px 3px;vertical-align:bottom;">Opal (D)</td> <td data-sheets-numberformat='{"1":2,"2":"0.00","3":1}' data-sheets-value='{"1":3,"3":1.19}' style="overflow:hidden;padding:0px 3px 0px 3px;vertical-align:bottom;text-align:center;">1.19</td> <td data-sheets-numberformat='{"1":2,"2":"0","3":1}' data-sheets-value='{"1":3,"3":23.779999999999998}' style="overflow:hidden;padding:0px 3px 0px 3px;vertical-align:bottom;text-align:center;">24</td> <td data-sheets-numberformat='{"1":2,"2":"0","3":1}' data-sheets-value='{"1":3,"3":39.6}' style="overflow:hidden;padding:0px 3px 0px 3px;vertical-align:bottom;text-align:center;">40</td> <td data-sheets-value='{"1":3,"3":24}' style="border-right:1px solid #000000;overflow:hidden;padding:0px 3px 0px 3px;vertical-align:bottom;text-align:center;">24</td> </tr> <tr style="height:20px;"> <td style="border-left:1px solid #000000;overflow:hidden;padding:0px 3px 0px 3px;vertical-align:bottom;"></td> <td data-sheets-value='{"1":2,"2":"DW"}' style="overflow:hidden;padding:0px 3px 0px 3px;vertical-align:bottom;">DW</td> <td data-sheets-value='{"1":2,"2":"Clear (A/H)"}' style="overflow:hidden;padding:0px 3px 0px 3px;vertical-align:bottom;">Clear (A/H)</td> <td data-sheets-numberformat='{"1":2,"2":"0.00","3":1}' data-sheets-value='{"1":3,"3":0.98}' style="overflow:hidden;padding:0px 3px 0px 3px;vertical-align:bottom;text-align:center;">0.98</td> <td data-sheets-numberformat='{"1":2,"2":"0","3":1}' data-sheets-value='{"1":3,"3":32.39}' style="overflow:hidden;padding:0px 3px 0px 3px;vertical-align:bottom;text-align:center;">32</td> <td data-sheets-numberformat='{"1":2,"2":"0","3":1}' data-sheets-value='{"1":3,"3":47.52}' style="overflow:hidden;padding:0px 3px 0px 3px;vertical-align:bottom;text-align:center;">48</td> <td data-sheets-value='{"1":3,"3":26}' style="border-right:1px solid #000000;overflow:hidden;padding:0px 3px 0px 3px;vertical-align:bottom;text-align:center;">26</td> </tr> <tr style="height:20px;"> <td style="border-left:1px solid #000000;overflow:hidden;padding:0px 3px 0px 3px;vertical-align:bottom;"></td> <td style="overflow:hidden;padding:0px 3px 0px 3px;vertical-align:bottom;"></td> <td data-sheets-value='{"1":2,"2":"Clear (A/A)"}' style="overflow:hidden;padding:0px 3px 0px 3px;vertical-align:bottom;">Clear (A/A)</td> <td data-sheets-numberformat='{"1":2,"2":"0.00","3":1}' data-sheets-value='{"1":3,"3":0.98}' style="overflow:hidden;padding:0px 3px 0px 3px;vertical-align:bottom;text-align:center;">0.98</td> <td data-sheets-numberformat='{"1":2,"2":"0","3":1}' data-sheets-value='{"1":3,"3":31.569999999999997}' style="overflow:hidden;padding:0px 3px 0px 3px;vertical-align:bottom;text-align:center;">32</td> <td data-sheets-numberformat='{"1":2,"2":"0","3":1}' data-sheets-value='{"1":3,"3":45.54}' style="overflow:hidden;padding:0px 3px 0px 3px;vertical-align:bottom;text-align:center;">46</td> <td data-sheets-value='{"1":3,"3":26}' style="border-right:1px solid #000000;overflow:hidden;padding:0px 3px 0px 3px;vertical-align:bottom;text-align:center;">26</td> </tr> <tr style="height:20px;"> <td style="border-left:1px solid #000000;overflow:hidden;padding:0px 3px 0px 3px;vertical-align:bottom;"></td> <td style="overflow:hidden;padding:0px 3px 0px 3px;vertical-align:bottom;"></td> <td data-sheets-value='{"1":2,"2":"Opal (A/O)"}' style="overflow:hidden;padding:0px 3px 0px 3px;vertical-align:bottom;">Opal (A/O)</td> <td data-sheets-numberformat='{"1":2,"2":"0.00","3":1}' data-sheets-value='{"1":3,"3":0.98}' style="overflow:hidden;padding:0px 3px 0px 3px;vertical-align:bottom;text-align:center;">0.98</td> <td data-sheets-numberformat='{"1":2,"2":"0","3":1}' data-sheets-value='{"1":3,"3":29.93}' style="overflow:hidden;padding:0px 3px 0px 3px;vertical-align:bottom;text-align:center;">30</td> <td data-sheets-numberformat='{"1":2,"2":"0","3":1}' data-sheets-value='{"1":3,"3":41.580000000000005}' style="overflow:hidden;padding:0px 3px 0px 3px;vertical-align:bottom;text-align:center;">42</td> <td data-sheets-value='{"1":3,"3":26}' style="border-right:1px solid #000000;overflow:hidden;padding:0px 3px 0px 3px;vertical-align:bottom;text-align:center;">26</td> </tr> <tr style="height:20px;"> <td style="border-bottom:1px solid #000000;border-left:1px solid #000000;overflow:hidden;padding:0px 3px 0px 3px;vertical-align:bottom;"></td> <td style="border-bottom:1px solid #000000;overflow:hidden;padding:0px 3px 0px 3px;vertical-align:bottom;"></td> <td data-sheets-value='{"1":2,"2":"Opal (A/D)"}' style="border-bottom:1px solid #000000;overflow:hidden;padding:0px 3px 0px 3px;vertical-align:bottom;">Opal (A/D)</td> <td data-sheets-numberformat='{"1":2,"2":"0.00","3":1}' data-sheets-value='{"1":3,"3":0.98}' style="border-bottom:1px solid #000000;overflow:hidden;padding:0px 3px 0px 3px;vertical-align:bottom;text-align:center;">0.98</td> <td data-sheets-numberformat='{"1":2,"2":"0","3":1}' data-sheets-value='{"1":3,"3":20.91}' style="border-bottom:1px solid #000000;overflow:hidden;padding:0px 3px 0px 3px;vertical-align:bottom;text-align:center;">21</td> <td data-sheets-numberformat='{"1":2,"2":"0","3":1}' data-sheets-value='{"1":3,"3":33}' style="border-bottom:1px solid #000000;overflow:hidden;padding:0px 3px 0px 3px;vertical-align:bottom;text-align:center;">33</td> <td data-sheets-value='{"1":3,"3":26}' style="border-right:1px solid #000000;border-bottom:1px solid #000000;overflow:hidden;padding:0px 3px 0px 3px;vertical-align:bottom;text-align:center;">26</td> </tr> <tr style="height:20px;"> <td data-sheets-value='{"1":2,"2":"Polycarbonate"}' style="border-left:1px solid #000000;overflow:hidden;padding:0px 3px 0px 3px;vertical-align:bottom;">Polycarbonate</td> <td data-sheets-value='{"1":2,"2":"EW"}' style="overflow:hidden;padding:0px 3px 0px 3px;vertical-align:bottom;">EW</td> <td data-sheets-value='{"1":2,"2":"Heatstop Opal (T)"}' style="overflow:hidden;padding:0px 3px 0px 3px;vertical-align:bottom;">Heatstop Opal (T)</td> <td data-sheets-numberformat='{"1":2,"2":"0.00","3":1}' data-sheets-value='{"1":3,"3":1.19}' style="overflow:hidden;padding:0px 3px 0px 3px;vertical-align:bottom;text-align:center;">1.19</td> <td data-sheets-numberformat='{"1":2,"2":"0","3":1}' data-sheets-value='{"1":3,"3":20.09}' style="overflow:hidden;padding:0px 3px 0px 3px;vertical-align:bottom;text-align:center;">20</td> <td data-sheets-numberformat='{"1":2,"2":"0","3":1}' data-sheets-value='{"1":3,"3":38.940000000000005}' style="overflow:hidden;padding:0px 3px 0px 3px;vertical-align:bottom;text-align:center;">39</td> <td data-sheets-value='{"1":3,"3":24}' style="border-right:1px solid #000000;overflow:hidden;padding:0px 3px 0px 3px;vertical-align:bottom;text-align:center;">24</td> </tr> <tr style="height:20px;"> <td data-sheets-value='{"1":2,"2":"Heatstop PC"}' style="border-left:1px solid #000000;overflow:hidden;padding:0px 3px 0px 3px;vertical-align:bottom;">Heatstop PC</td> <td data-sheets-value='{"1":2,"2":"DW"}' style="overflow:hidden;padding:0px 3px 0px 3px;vertical-align:bottom;">DW</td> <td data-sheets-value='{"1":2,"2":"Clear (T/H)"}' style="overflow:hidden;padding:0px 3px 0px 3px;vertical-align:bottom;">Clear (T/H)</td> <td data-sheets-numberformat='{"1":2,"2":"0.00","3":1}' data-sheets-value='{"1":3,"3":0.98}' style="overflow:hidden;padding:0px 3px 0px 3px;vertical-align:bottom;text-align:center;">0.98</td> <td data-sheets-numberformat='{"1":2,"2":"0","3":1}' data-sheets-value='{"1":3,"3":18.04}' style="overflow:hidden;padding:0px 3px 0px 3px;vertical-align:bottom;text-align:center;">18</td> <td data-sheets-numberformat='{"1":2,"2":"0","3":1}' data-sheets-value='{"1":3,"3":33.660000000000004}' style="overflow:hidden;padding:0px 3px 0px 3px;vertical-align:bottom;text-align:center;">34</td> <td data-sheets-value='{"1":3,"3":26}' style="border-right:1px solid #000000;overflow:hidden;padding:0px 3px 0px 3px;vertical-align:bottom;text-align:center;">26</td> </tr> <tr style="height:20px;"> <td style="border-bottom:1px solid #000000;border-left:1px solid #000000;overflow:hidden;padding:0px 3px 0px 3px;vertical-align:bottom;"></td> <td style="border-bottom:1px solid #000000;overflow:hidden;padding:0px 3px 0px 3px;vertical-align:bottom;"></td> <td data-sheets-value='{"1":2,"2":"Opal (T/O)"}' style="border-bottom:1px solid #000000;overflow:hidden;padding:0px 3px 0px 3px;vertical-align:bottom;">Opal (T/O)</td> <td data-sheets-numberformat='{"1":2,"2":"0.00","3":1}' data-sheets-value='{"1":3,"3":0.98}' style="border-bottom:1px solid #000000;overflow:hidden;padding:0px 3px 0px 3px;vertical-align:bottom;text-align:center;">0.98</td> <td data-sheets-numberformat='{"1":2,"2":"0","3":1}' data-sheets-value='{"1":3,"3":16.81}' style="border-bottom:1px solid #000000;overflow:hidden;padding:0px 3px 0px 3px;vertical-align:bottom;text-align:center;">17</td> <td data-sheets-numberformat='{"1":2,"2":"0","3":1}' data-sheets-value='{"1":3,"3":29.700000000000003}' style="border-bottom:1px solid #000000;overflow:hidden;padding:0px 3px 0px 3px;vertical-align:bottom;text-align:center;">30</td> <td data-sheets-value='{"1":3,"3":26}' style="border-right:1px solid #000000;border-bottom:1px solid #000000;overflow:hidden;padding:0px 3px 0px 3px;vertical-align:bottom;text-align:center;">26</td> </tr> </tbody></table> | skylux-160-ce-met-koepel-en-metaalopstand-met-lm-motor-pvc-raam-type-ep25-en-windvang-1500-x-1500-mm | 8586002563405 | 46872283709773
Smoke and heat exhaust (SHEV) | SHE system | Skylux | Skylux 160° CE with skylight and metal curb with LM-actuator, PVC frame type EP25 and spoiler 1600 x 1600 mm |  | 50963 | 5412970509639 | 6299.3 | Yes | 30-45 | 135.61 | 1600 x 1600 mm | 1600 | 1600 |  | metal curb M30 (30 cm high) | Square | 1.19 W/m²K - 0.98 W/m²K | 57% - 30% | 37% - 17% | 24dB - 26dB | 160° CE (for industry) | PVC frame EP25 | with spoiler | E | Single actuator | Maximum double-walled skylight possible for this product | Ut-value LT-value g-value Rw-value EN 1873 : 2014 EN ISO 13468 EN 16153 EN 410 EN 410 EN ISO 140-3 Material Walls Shells (W/m²K) (%) (%) (dB) Acrylic EW Clear (H) 1.19 37 57 24 PMMA Opal (O) 1.19 34 50 24 DW Clear (H/H) 0.98 33 50 26 Opal (O/O) 0.98 28 38 26 Polycarbonate EW Clear (A) 1.19 36 55 24 PC Opal (D) 1.19 24 40 24 DW Clear (A/H) 0.98 32 48 26 Clear (A/A) 0.98 32 46 26 Opal (A/O) 0.98 30 42 26 Opal (A/D) 0.98 21 33 26 Polycarbonate EW Heatstop Opal (T) 1.19 20 39 24 Heatstop PC DW Clear (T/H) 0.98 18 34 26 Opal (T/O) 0.98 17 30 26 | https://skylux.eu/en/products/skylux-160-ce-met-koepel-en-metaalopstand-met-lm-motor-pvc-raam-type-ep25-en-windvang-1600-x-1600-mm | https://skylux.eu/cdn/shop/files/Skylux-160deg-CE-met-koepel-en-metaalopstand-met-LM-motor-pvc-raam-type-EP25-en-windvang-1600-x-1600-mm-RWA-systeem.jpg?v=1702977242&width=1600 | https://skylux.eu/cdn/shop/files/e5a82811-1bb0-48e4-a776-cacb59c7c092_11316263-b16a-4d08-88c5-5a4ca3c2b5e5.jpg?v=1688550320&width=1600 | //skylux.eu/cdn/shop/files/E_MH_Mounting_instructions_Skylux_160_CE_LM.pdf?v=12406716259046007223 | //skylux.eu/cdn/shop/files/E_TD_Technical_File_Skylux_Skylux_160_CE_Electric.pdf?v=3667116872303399239 | <style type="text/css" id="isPasted"><!--td {border: 1px solid #cccccc;}br {mso-data-placement:same-cell;}--></style><table border="1" cellpadding="0" cellspacing="0" dir="ltr" style="table-layout:fixed;font-size:10pt;font-family:Arial;border-collapse:collapse;border:none;"><tbody> <tr style="height:20px;"> <td style="overflow:hidden;padding:0px 3px 0px 3px;vertical-align:bottom;"></td> <td style="overflow:hidden;padding:0px 3px 0px 3px;vertical-align:bottom;"></td> <td style="overflow:hidden;padding:0px 3px 0px 3px;vertical-align:bottom;"></td> <td data-sheets-value='{"1":2,"2":"Ut-value"}' style="overflow:hidden;padding:0px 3px 0px 3px;vertical-align:bottom;font-weight:bold;text-align:center;">Ut-value</td> <td data-sheets-value='{"1":2,"2":"LT-value"}' style="overflow:hidden;padding:0px 3px 0px 3px;vertical-align:bottom;font-weight:bold;text-align:center;">LT-value</td> <td data-sheets-value='{"1":2,"2":"g-value"}' style="overflow:hidden;padding:0px 3px 0px 3px;vertical-align:bottom;font-weight:bold;text-align:center;">g-value</td> <td data-sheets-value='{"1":2,"2":"Rw-value "}' style="overflow:hidden;padding:0px 3px 0px 3px;vertical-align:bottom;font-weight:bold;text-align:center;">Rw-value </td> </tr> <tr style="height:20px;"> <td style="overflow:hidden;padding:0px 3px 0px 3px;vertical-align:bottom;"></td> <td style="overflow:hidden;padding:0px 3px 0px 3px;vertical-align:bottom;"></td> <td style="overflow:hidden;padding:0px 3px 0px 3px;vertical-align:bottom;"></td> <td data-sheets-numberformat='{"1":2,"2":"0.00","3":1}' data-sheets-value='{"1":2,"2":"EN 1873 : 2014"}' style="overflow:hidden;padding:0px 3px 0px 3px;vertical-align:bottom;text-align:center;">EN 1873 : 2014</td> <td data-sheets-numberformat='{"1":2,"2":"0","3":1}' data-sheets-value='{"1":2,"2":"EN ISO 13468 EN 16153 EN 410"}' style="overflow:hidden;padding:0px 3px 0px 3px;vertical-align:bottom;text-align:center;">EN ISO 13468 EN 16153 EN 410</td> <td data-sheets-numberformat='{"1":2,"2":"0","3":1}' data-sheets-value='{"1":2,"2":"EN 410"}' style="overflow:hidden;padding:0px 3px 0px 3px;vertical-align:bottom;text-align:center;">EN 410</td> <td data-sheets-value='{"1":2,"2":"EN ISO 140-3\t\t"}' style="overflow:hidden;padding:0px 3px 0px 3px;vertical-align:bottom;text-align:center;">EN ISO 140-3 </td> </tr> <tr style="height:20px;"> <td data-sheets-value='{"1":2,"2":"Material"}' style="border-bottom:1px solid #000000;overflow:hidden;padding:0px 3px 0px 3px;vertical-align:bottom;background-color:#000000;font-weight:bold;color:#ffffff;">Material</td> <td data-sheets-value='{"1":2,"2":"Walls"}' style="border-bottom:1px solid #000000;overflow:hidden;padding:0px 3px 0px 3px;vertical-align:bottom;background-color:#000000;font-weight:bold;color:#ffffff;">Walls</td> <td data-sheets-value='{"1":2,"2":"Shells"}' style="border-bottom:1px solid #000000;overflow:hidden;padding:0px 3px 0px 3px;vertical-align:bottom;background-color:#000000;font-weight:bold;color:#ffffff;">Shells</td> <td data-sheets-numberformat='{"1":2,"2":"0.00","3":1}' data-sheets-value='{"1":2,"2":"(W/m²K)\t"}' style="border-bottom:1px solid #000000;overflow:hidden;padding:0px 3px 0px 3px;vertical-align:bottom;background-color:#000000;font-weight:bold;color:#ffffff;text-align:center;">(W/m²K) </td> <td data-sheets-numberformat='{"1":2,"2":"0","3":1}' data-sheets-value='{"1":2,"2":"(%)"}' style="border-bottom:1px solid #000000;overflow:hidden;padding:0px 3px 0px 3px;vertical-align:bottom;background-color:#000000;font-weight:bold;color:#ffffff;text-align:center;">(%)</td> <td data-sheets-numberformat='{"1":2,"2":"0","3":1}' data-sheets-value='{"1":2,"2":"(%)"}' style="border-bottom:1px solid #000000;overflow:hidden;padding:0px 3px 0px 3px;vertical-align:bottom;background-color:#000000;font-weight:bold;color:#ffffff;text-align:center;">(%)</td> <td data-sheets-value='{"1":2,"2":"(dB)"}' style="border-bottom:1px solid #000000;overflow:hidden;padding:0px 3px 0px 3px;vertical-align:bottom;background-color:#000000;font-weight:bold;color:#ffffff;text-align:center;">(dB)</td> </tr> <tr style="height:20px;"> <td data-sheets-value='{"1":2,"2":"Acrylic"}' style="border-left:1px solid #000000;overflow:hidden;padding:0px 3px 0px 3px;vertical-align:bottom;">Acrylic</td> <td data-sheets-value='{"1":2,"2":"EW"}' style="overflow:hidden;padding:0px 3px 0px 3px;vertical-align:bottom;">EW</td> <td data-sheets-value='{"1":2,"2":"Clear (H)"}' style="overflow:hidden;padding:0px 3px 0px 3px;vertical-align:bottom;">Clear (H)</td> <td data-sheets-numberformat='{"1":2,"2":"0.00","3":1}' data-sheets-value='{"1":3,"3":1.19}' style="overflow:hidden;padding:0px 3px 0px 3px;vertical-align:bottom;text-align:center;">1.19</td> <td data-sheets-numberformat='{"1":2,"2":"0","3":1}' data-sheets-value='{"1":3,"3":36.9}' style="overflow:hidden;padding:0px 3px 0px 3px;vertical-align:bottom;text-align:center;">37</td> <td data-sheets-numberformat='{"1":2,"2":"0","3":1}' data-sheets-value='{"1":3,"3":57.42}' style="overflow:hidden;padding:0px 3px 0px 3px;vertical-align:bottom;text-align:center;">57</td> <td data-sheets-value='{"1":3,"3":24}' style="border-right:1px solid #000000;overflow:hidden;padding:0px 3px 0px 3px;vertical-align:bottom;text-align:center;">24</td> </tr> <tr style="height:20px;"> <td data-sheets-value='{"1":2,"2":"PMMA"}' style="border-left:1px solid #000000;overflow:hidden;padding:0px 3px 0px 3px;vertical-align:bottom;">PMMA</td> <td style="overflow:hidden;padding:0px 3px 0px 3px;vertical-align:bottom;"></td> <td data-sheets-value='{"1":2,"2":"Opal (O)"}' style="overflow:hidden;padding:0px 3px 0px 3px;vertical-align:bottom;">Opal (O)</td> <td data-sheets-numberformat='{"1":2,"2":"0.00","3":1}' data-sheets-value='{"1":3,"3":1.19}' style="overflow:hidden;padding:0px 3px 0px 3px;vertical-align:bottom;text-align:center;">1.19</td> <td data-sheets-numberformat='{"1":2,"2":"0","3":1}' data-sheets-value='{"1":3,"3":34.03}' style="overflow:hidden;padding:0px 3px 0px 3px;vertical-align:bottom;text-align:center;">34</td> <td data-sheets-numberformat='{"1":2,"2":"0","3":1}' data-sheets-value='{"1":3,"3":50.160000000000004}' style="overflow:hidden;padding:0px 3px 0px 3px;vertical-align:bottom;text-align:center;">50</td> <td data-sheets-value='{"1":3,"3":24}' style="border-right:1px solid #000000;overflow:hidden;padding:0px 3px 0px 3px;vertical-align:bottom;text-align:center;">24</td> </tr> <tr style="height:20px;"> <td style="border-left:1px solid #000000;overflow:hidden;padding:0px 3px 0px 3px;vertical-align:bottom;"></td> <td data-sheets-value='{"1":2,"2":"DW"}' style="overflow:hidden;padding:0px 3px 0px 3px;vertical-align:bottom;">DW</td> <td data-sheets-value='{"1":2,"2":"Clear (H/H)"}' style="overflow:hidden;padding:0px 3px 0px 3px;vertical-align:bottom;">Clear (H/H)</td> <td data-sheets-numberformat='{"1":2,"2":"0.00","3":1}' data-sheets-value='{"1":3,"3":0.98}' style="overflow:hidden;padding:0px 3px 0px 3px;vertical-align:bottom;text-align:center;">0.98</td> <td data-sheets-numberformat='{"1":2,"2":"0","3":1}' data-sheets-value='{"1":3,"3":33.21}' style="overflow:hidden;padding:0px 3px 0px 3px;vertical-align:bottom;text-align:center;">33</td> <td data-sheets-numberformat='{"1":2,"2":"0","3":1}' data-sheets-value='{"1":3,"3":49.5}' style="overflow:hidden;padding:0px 3px 0px 3px;vertical-align:bottom;text-align:center;">50</td> <td data-sheets-value='{"1":3,"3":26}' style="border-right:1px solid #000000;overflow:hidden;padding:0px 3px 0px 3px;vertical-align:bottom;text-align:center;">26</td> </tr> <tr style="height:20px;"> <td style="border-bottom:1px solid #000000;border-left:1px solid #000000;overflow:hidden;padding:0px 3px 0px 3px;vertical-align:bottom;"></td> <td style="border-bottom:1px solid #000000;overflow:hidden;padding:0px 3px 0px 3px;vertical-align:bottom;"></td> <td data-sheets-value='{"1":2,"2":"Opal (O/O)"}' style="border-bottom:1px solid #000000;overflow:hidden;padding:0px 3px 0px 3px;vertical-align:bottom;">Opal (O/O)</td> <td data-sheets-numberformat='{"1":2,"2":"0.00","3":1}' data-sheets-value='{"1":3,"3":0.98}' style="border-bottom:1px solid #000000;overflow:hidden;padding:0px 3px 0px 3px;vertical-align:bottom;text-align:center;">0.98</td> <td data-sheets-numberformat='{"1":2,"2":"0","3":1}' data-sheets-value='{"1":3,"3":28.29}' style="border-bottom:1px solid #000000;overflow:hidden;padding:0px 3px 0px 3px;vertical-align:bottom;text-align:center;">28</td> <td data-sheets-numberformat='{"1":2,"2":"0","3":1}' data-sheets-value='{"1":3,"3":38.28}' style="border-bottom:1px solid #000000;overflow:hidden;padding:0px 3px 0px 3px;vertical-align:bottom;text-align:center;">38</td> <td data-sheets-value='{"1":3,"3":26}' style="border-right:1px solid #000000;border-bottom:1px solid #000000;overflow:hidden;padding:0px 3px 0px 3px;vertical-align:bottom;text-align:center;">26</td> </tr> <tr style="height:20px;"> <td data-sheets-value='{"1":2,"2":"Polycarbonate "}' style="border-left:1px solid #000000;overflow:hidden;padding:0px 3px 0px 3px;vertical-align:bottom;">Polycarbonate </td> <td data-sheets-value='{"1":2,"2":"EW"}' style="overflow:hidden;padding:0px 3px 0px 3px;vertical-align:bottom;">EW</td> <td data-sheets-value='{"1":2,"2":"Clear (A)"}' style="overflow:hidden;padding:0px 3px 0px 3px;vertical-align:bottom;">Clear (A)</td> <td data-sheets-numberformat='{"1":2,"2":"0.00","3":1}' data-sheets-value='{"1":3,"3":1.19}' style="overflow:hidden;padding:0px 3px 0px 3px;vertical-align:bottom;text-align:center;">1.19</td> <td data-sheets-numberformat='{"1":2,"2":"0","3":1}' data-sheets-value='{"1":3,"3":36.08}' style="overflow:hidden;padding:0px 3px 0px 3px;vertical-align:bottom;text-align:center;">36</td> <td data-sheets-numberformat='{"1":2,"2":"0","3":1}' data-sheets-value='{"1":3,"3":54.78}' style="overflow:hidden;padding:0px 3px 0px 3px;vertical-align:bottom;text-align:center;">55</td> <td data-sheets-value='{"1":3,"3":24}' style="border-right:1px solid #000000;overflow:hidden;padding:0px 3px 0px 3px;vertical-align:bottom;text-align:center;">24</td> </tr> <tr style="height:20px;"> <td data-sheets-value='{"1":2,"2":"PC"}' style="border-left:1px solid #000000;overflow:hidden;padding:0px 3px 0px 3px;vertical-align:bottom;">PC</td> <td style="overflow:hidden;padding:0px 3px 0px 3px;vertical-align:bottom;"></td> <td data-sheets-value='{"1":2,"2":"Opal (D)"}' style="overflow:hidden;padding:0px 3px 0px 3px;vertical-align:bottom;">Opal (D)</td> <td data-sheets-numberformat='{"1":2,"2":"0.00","3":1}' data-sheets-value='{"1":3,"3":1.19}' style="overflow:hidden;padding:0px 3px 0px 3px;vertical-align:bottom;text-align:center;">1.19</td> <td data-sheets-numberformat='{"1":2,"2":"0","3":1}' data-sheets-value='{"1":3,"3":23.779999999999998}' style="overflow:hidden;padding:0px 3px 0px 3px;vertical-align:bottom;text-align:center;">24</td> <td data-sheets-numberformat='{"1":2,"2":"0","3":1}' data-sheets-value='{"1":3,"3":39.6}' style="overflow:hidden;padding:0px 3px 0px 3px;vertical-align:bottom;text-align:center;">40</td> <td data-sheets-value='{"1":3,"3":24}' style="border-right:1px solid #000000;overflow:hidden;padding:0px 3px 0px 3px;vertical-align:bottom;text-align:center;">24</td> </tr> <tr style="height:20px;"> <td style="border-left:1px solid #000000;overflow:hidden;padding:0px 3px 0px 3px;vertical-align:bottom;"></td> <td data-sheets-value='{"1":2,"2":"DW"}' style="overflow:hidden;padding:0px 3px 0px 3px;vertical-align:bottom;">DW</td> <td data-sheets-value='{"1":2,"2":"Clear (A/H)"}' style="overflow:hidden;padding:0px 3px 0px 3px;vertical-align:bottom;">Clear (A/H)</td> <td data-sheets-numberformat='{"1":2,"2":"0.00","3":1}' data-sheets-value='{"1":3,"3":0.98}' style="overflow:hidden;padding:0px 3px 0px 3px;vertical-align:bottom;text-align:center;">0.98</td> <td data-sheets-numberformat='{"1":2,"2":"0","3":1}' data-sheets-value='{"1":3,"3":32.39}' style="overflow:hidden;padding:0px 3px 0px 3px;vertical-align:bottom;text-align:center;">32</td> <td data-sheets-numberformat='{"1":2,"2":"0","3":1}' data-sheets-value='{"1":3,"3":47.52}' style="overflow:hidden;padding:0px 3px 0px 3px;vertical-align:bottom;text-align:center;">48</td> <td data-sheets-value='{"1":3,"3":26}' style="border-right:1px solid #000000;overflow:hidden;padding:0px 3px 0px 3px;vertical-align:bottom;text-align:center;">26</td> </tr> <tr style="height:20px;"> <td style="border-left:1px solid #000000;overflow:hidden;padding:0px 3px 0px 3px;vertical-align:bottom;"></td> <td style="overflow:hidden;padding:0px 3px 0px 3px;vertical-align:bottom;"></td> <td data-sheets-value='{"1":2,"2":"Clear (A/A)"}' style="overflow:hidden;padding:0px 3px 0px 3px;vertical-align:bottom;">Clear (A/A)</td> <td data-sheets-numberformat='{"1":2,"2":"0.00","3":1}' data-sheets-value='{"1":3,"3":0.98}' style="overflow:hidden;padding:0px 3px 0px 3px;vertical-align:bottom;text-align:center;">0.98</td> <td data-sheets-numberformat='{"1":2,"2":"0","3":1}' data-sheets-value='{"1":3,"3":31.569999999999997}' style="overflow:hidden;padding:0px 3px 0px 3px;vertical-align:bottom;text-align:center;">32</td> <td data-sheets-numberformat='{"1":2,"2":"0","3":1}' data-sheets-value='{"1":3,"3":45.54}' style="overflow:hidden;padding:0px 3px 0px 3px;vertical-align:bottom;text-align:center;">46</td> <td data-sheets-value='{"1":3,"3":26}' style="border-right:1px solid #000000;overflow:hidden;padding:0px 3px 0px 3px;vertical-align:bottom;text-align:center;">26</td> </tr> <tr style="height:20px;"> <td style="border-left:1px solid #000000;overflow:hidden;padding:0px 3px 0px 3px;vertical-align:bottom;"></td> <td style="overflow:hidden;padding:0px 3px 0px 3px;vertical-align:bottom;"></td> <td data-sheets-value='{"1":2,"2":"Opal (A/O)"}' style="overflow:hidden;padding:0px 3px 0px 3px;vertical-align:bottom;">Opal (A/O)</td> <td data-sheets-numberformat='{"1":2,"2":"0.00","3":1}' data-sheets-value='{"1":3,"3":0.98}' style="overflow:hidden;padding:0px 3px 0px 3px;vertical-align:bottom;text-align:center;">0.98</td> <td data-sheets-numberformat='{"1":2,"2":"0","3":1}' data-sheets-value='{"1":3,"3":29.93}' style="overflow:hidden;padding:0px 3px 0px 3px;vertical-align:bottom;text-align:center;">30</td> <td data-sheets-numberformat='{"1":2,"2":"0","3":1}' data-sheets-value='{"1":3,"3":41.580000000000005}' style="overflow:hidden;padding:0px 3px 0px 3px;vertical-align:bottom;text-align:center;">42</td> <td data-sheets-value='{"1":3,"3":26}' style="border-right:1px solid #000000;overflow:hidden;padding:0px 3px 0px 3px;vertical-align:bottom;text-align:center;">26</td> </tr> <tr style="height:20px;"> <td style="border-bottom:1px solid #000000;border-left:1px solid #000000;overflow:hidden;padding:0px 3px 0px 3px;vertical-align:bottom;"></td> <td style="border-bottom:1px solid #000000;overflow:hidden;padding:0px 3px 0px 3px;vertical-align:bottom;"></td> <td data-sheets-value='{"1":2,"2":"Opal (A/D)"}' style="border-bottom:1px solid #000000;overflow:hidden;padding:0px 3px 0px 3px;vertical-align:bottom;">Opal (A/D)</td> <td data-sheets-numberformat='{"1":2,"2":"0.00","3":1}' data-sheets-value='{"1":3,"3":0.98}' style="border-bottom:1px solid #000000;overflow:hidden;padding:0px 3px 0px 3px;vertical-align:bottom;text-align:center;">0.98</td> <td data-sheets-numberformat='{"1":2,"2":"0","3":1}' data-sheets-value='{"1":3,"3":20.91}' style="border-bottom:1px solid #000000;overflow:hidden;padding:0px 3px 0px 3px;vertical-align:bottom;text-align:center;">21</td> <td data-sheets-numberformat='{"1":2,"2":"0","3":1}' data-sheets-value='{"1":3,"3":33}' style="border-bottom:1px solid #000000;overflow:hidden;padding:0px 3px 0px 3px;vertical-align:bottom;text-align:center;">33</td> <td data-sheets-value='{"1":3,"3":26}' style="border-right:1px solid #000000;border-bottom:1px solid #000000;overflow:hidden;padding:0px 3px 0px 3px;vertical-align:bottom;text-align:center;">26</td> </tr> <tr style="height:20px;"> <td data-sheets-value='{"1":2,"2":"Polycarbonate"}' style="border-left:1px solid #000000;overflow:hidden;padding:0px 3px 0px 3px;vertical-align:bottom;">Polycarbonate</td> <td data-sheets-value='{"1":2,"2":"EW"}' style="overflow:hidden;padding:0px 3px 0px 3px;vertical-align:bottom;">EW</td> <td data-sheets-value='{"1":2,"2":"Heatstop Opal (T)"}' style="overflow:hidden;padding:0px 3px 0px 3px;vertical-align:bottom;">Heatstop Opal (T)</td> <td data-sheets-numberformat='{"1":2,"2":"0.00","3":1}' data-sheets-value='{"1":3,"3":1.19}' style="overflow:hidden;padding:0px 3px 0px 3px;vertical-align:bottom;text-align:center;">1.19</td> <td data-sheets-numberformat='{"1":2,"2":"0","3":1}' data-sheets-value='{"1":3,"3":20.09}' style="overflow:hidden;padding:0px 3px 0px 3px;vertical-align:bottom;text-align:center;">20</td> <td data-sheets-numberformat='{"1":2,"2":"0","3":1}' data-sheets-value='{"1":3,"3":38.940000000000005}' style="overflow:hidden;padding:0px 3px 0px 3px;vertical-align:bottom;text-align:center;">39</td> <td data-sheets-value='{"1":3,"3":24}' style="border-right:1px solid #000000;overflow:hidden;padding:0px 3px 0px 3px;vertical-align:bottom;text-align:center;">24</td> </tr> <tr style="height:20px;"> <td data-sheets-value='{"1":2,"2":"Heatstop PC"}' style="border-left:1px solid #000000;overflow:hidden;padding:0px 3px 0px 3px;vertical-align:bottom;">Heatstop PC</td> <td data-sheets-value='{"1":2,"2":"DW"}' style="overflow:hidden;padding:0px 3px 0px 3px;vertical-align:bottom;">DW</td> <td data-sheets-value='{"1":2,"2":"Clear (T/H)"}' style="overflow:hidden;padding:0px 3px 0px 3px;vertical-align:bottom;">Clear (T/H)</td> <td data-sheets-numberformat='{"1":2,"2":"0.00","3":1}' data-sheets-value='{"1":3,"3":0.98}' style="overflow:hidden;padding:0px 3px 0px 3px;vertical-align:bottom;text-align:center;">0.98</td> <td data-sheets-numberformat='{"1":2,"2":"0","3":1}' data-sheets-value='{"1":3,"3":18.04}' style="overflow:hidden;padding:0px 3px 0px 3px;vertical-align:bottom;text-align:center;">18</td> <td data-sheets-numberformat='{"1":2,"2":"0","3":1}' data-sheets-value='{"1":3,"3":33.660000000000004}' style="overflow:hidden;padding:0px 3px 0px 3px;vertical-align:bottom;text-align:center;">34</td> <td data-sheets-value='{"1":3,"3":26}' style="border-right:1px solid #000000;overflow:hidden;padding:0px 3px 0px 3px;vertical-align:bottom;text-align:center;">26</td> </tr> <tr style="height:20px;"> <td style="border-bottom:1px solid #000000;border-left:1px solid #000000;overflow:hidden;padding:0px 3px 0px 3px;vertical-align:bottom;"></td> <td style="border-bottom:1px solid #000000;overflow:hidden;padding:0px 3px 0px 3px;vertical-align:bottom;"></td> <td data-sheets-value='{"1":2,"2":"Opal (T/O)"}' style="border-bottom:1px solid #000000;overflow:hidden;padding:0px 3px 0px 3px;vertical-align:bottom;">Opal (T/O)</td> <td data-sheets-numberformat='{"1":2,"2":"0.00","3":1}' data-sheets-value='{"1":3,"3":0.98}' style="border-bottom:1px solid #000000;overflow:hidden;padding:0px 3px 0px 3px;vertical-align:bottom;text-align:center;">0.98</td> <td data-sheets-numberformat='{"1":2,"2":"0","3":1}' data-sheets-value='{"1":3,"3":16.81}' style="border-bottom:1px solid #000000;overflow:hidden;padding:0px 3px 0px 3px;vertical-align:bottom;text-align:center;">17</td> <td data-sheets-numberformat='{"1":2,"2":"0","3":1}' data-sheets-value='{"1":3,"3":29.700000000000003}' style="border-bottom:1px solid #000000;overflow:hidden;padding:0px 3px 0px 3px;vertical-align:bottom;text-align:center;">30</td> <td data-sheets-value='{"1":3,"3":26}' style="border-right:1px solid #000000;border-bottom:1px solid #000000;overflow:hidden;padding:0px 3px 0px 3px;vertical-align:bottom;text-align:center;">26</td> </tr> </tbody></table> | skylux-160-ce-met-koepel-en-metaalopstand-met-lm-motor-pvc-raam-type-ep25-en-windvang-1600-x-1600-mm | 8586002694477 | 46872283840845
Smoke and heat exhaust (SHEV) | SHE system | Skylux | Skylux 160° CE with skylight and polyester curb 30/20 with double LM-actuator - iDome 0800 x 1300 mm |  | 83758 | 5412970837589 | 6847.4 | Yes | 30-45 | 118.14 | 800 x 1300 mm | 1300 | 800 |  | polyester 30/20 (30 cm high & roof opening = 20 cm larger than daylight size) | Rectangular | 0.93 W/m²K | 46% - 31% | 68% - 37% | 40dB | 160° CE (for industry) | iDome | without spoiler | E | Double actuator | Maximum single-walled skylight possible for this product | Number of walls Double glazing+ plastic skylight (max. single-walled) Insulation value (Ug-value) 0.93 W/m²K in combination with a single-walled skylight Burglar-resistant Yes Fall-through safety Only in combination with a polycarbonate plastic skylight Acoustic value Rw 40 dB LT-value 68% in combination with a single-walled clear acrylic skylight 62% in combination with a single-walled opal acrylic skylight 66% in combination with a single-walled clear polycarbonate skylight 44% in combination with a single-walled opal polycarbonate skylight g-value 46% in combination with a single-walled clear acrylic skylight 40% in combination with a single-walled opal acrylic skylight 44% in combination with a single-walled clear polycarbonate skylight 32% in combination with a single-walled opal polycarbonate skylight Shape Spherical Guarantee 10 years | https://skylux.eu/en/products/skylux-160-ce-met-koepel-en-polyester-opstand-30-20-met-lm-motor-idome-0800-x-1300-mm | https://skylux.eu/cdn/shop/files/Skylux-160deg-CE-met-koepel-en-polyester-opstand-3020-met-dubbele-LM-motor-iDome-0800-x-1300-mm-RWA-systeem.jpg?v=1702978291&width=1600 | https://skylux.eu/cdn/shop/files/e5a82811-1bb0-48e4-a776-cacb59c7c092_f5c86ce9-c07e-4762-9253-f5a52081ddc1.jpg?v=1688550603&width=1600 | //skylux.eu/cdn/shop/files/E_MH_Mounting_instructions_Skylux_160_CE_LM.pdf?v=12406716259046007223 | //skylux.eu/cdn/shop/files/E_TD_Technical_File_Skylux_Skylux_160_CE_Electric.pdf?v=3667116872303399239 | <table><tbody> <tr> <td>Number of walls</td> <td>Double glazing+ plastic skylight (max. single-walled)</td> </tr> <tr> <td>Insulation value (Ug-value)</td> <td>0.93 W/m²K in combination with a single-walled skylight</td> </tr> <tr> <td>Burglar-resistant</td> <td>Yes</td> </tr> <tr> <td>Fall-through safety</td> <td>Only in combination with a <a href="">polycarbonate plastic skylight</a> </td> </tr> <tr> <td>Acoustic value Rw</td> <td>40 dB</td> </tr> <tr> <td>LT-value</td> <td> <p>68% in combination with a single-walled clear acrylic skylight<br> 62% in combination with a single-walled opal acrylic skylight<br> 66% in combination with a single-walled clear polycarbonate skylight<br> 44% in combination with a single-walled opal polycarbonate skylight</p> </td> </tr> <tr> <td>g-value</td> <td>46% in combination with a single-walled clear acrylic skylight<br> 40% in combination with a single-walled opal acrylic skylight<br> 44% in combination with a single-walled clear polycarbonate skylight<br> 32% in combination with a single-walled opal polycarbonate skylight</td> </tr> <tr> <td>Shape</td> <td>Spherical</td> </tr> <tr> <td>Guarantee</td> <td>10 years</td> </tr> </tbody></table> | skylux-160-ce-met-koepel-en-polyester-opstand-30-20-met-lm-motor-idome-0800-x-1300-mm | 8586013737293 | 46872312873293
Smoke and heat exhaust (SHEV) | SHE system | Skylux | Skylux 160° CE with skylight and polyester curb 30/20 with double LM-actuator - iDome 0900 x 0900 mm |  | 94156 | 5412970941569 | 6594.5 | Yes | 30-45 | 105.95 | 900 x 900 mm | 900 | 900 |  | polyester 30/20 (30 cm high & roof opening = 20 cm larger than daylight size) | Square | 0.93 W/m²K | 46% - 31% | 68% - 37% | 40dB | 160° CE (for industry) | iDome | without spoiler | E | Double actuator | Maximum single-walled skylight possible for this product | Number of walls Double glazing+ plastic skylight (max. single-walled) Insulation value (Ug-value) 0.93 W/m²K in combination with a single-walled skylight Burglar-resistant Yes Fall-through safety Only in combination with a polycarbonate plastic skylight Acoustic value Rw 40 dB LT-value 68% in combination with a single-walled clear acrylic skylight 62% in combination with a single-walled opal acrylic skylight 66% in combination with a single-walled clear polycarbonate skylight 44% in combination with a single-walled opal polycarbonate skylight g-value 46% in combination with a single-walled clear acrylic skylight 40% in combination with a single-walled opal acrylic skylight 44% in combination with a single-walled clear polycarbonate skylight 32% in combination with a single-walled opal polycarbonate skylight Shape Spherical Guarantee 10 years | https://skylux.eu/en/products/skylux-160-ce-met-koepel-en-polyester-opstand-30-20-met-lm-motor-idome-0900-x-0900-mm | https://skylux.eu/cdn/shop/files/Skylux-160deg-CE-met-koepel-en-polyester-opstand-3020-met-dubbele-LM-motor-iDome-0900-x-0900-mm-RWA-systeem.jpg?v=1702978296&width=1600 | https://skylux.eu/cdn/shop/files/e5a82811-1bb0-48e4-a776-cacb59c7c092_b7eb657c-c368-4153-9765-d9740f5e26a9.jpg?v=1688550605&width=1600 | //skylux.eu/cdn/shop/files/E_MH_Mounting_instructions_Skylux_160_CE_LM.pdf?v=12406716259046007223 | //skylux.eu/cdn/shop/files/E_TD_Technical_File_Skylux_Skylux_160_CE_Electric.pdf?v=3667116872303399239 | <table><tbody> <tr> <td>Number of walls</td> <td>Double glazing+ plastic skylight (max. single-walled)</td> </tr> <tr> <td>Insulation value (Ug-value)</td> <td>0.93 W/m²K in combination with a single-walled skylight</td> </tr> <tr> <td>Burglar-resistant</td> <td>Yes</td> </tr> <tr> <td>Fall-through safety</td> <td>Only in combination with a <a href="">polycarbonate plastic skylight</a> </td> </tr> <tr> <td>Acoustic value Rw</td> <td>40 dB</td> </tr> <tr> <td>LT-value</td> <td> <p>68% in combination with a single-walled clear acrylic skylight<br> 62% in combination with a single-walled opal acrylic skylight<br> 66% in combination with a single-walled clear polycarbonate skylight<br> 44% in combination with a single-walled opal polycarbonate skylight</p> </td> </tr> <tr> <td>g-value</td> <td>46% in combination with a single-walled clear acrylic skylight<br> 40% in combination with a single-walled opal acrylic skylight<br> 44% in combination with a single-walled clear polycarbonate skylight<br> 32% in combination with a single-walled opal polycarbonate skylight</td> </tr> <tr> <td>Shape</td> <td>Spherical</td> </tr> <tr> <td>Guarantee</td> <td>10 years</td> </tr> </tbody></table> | skylux-160-ce-met-koepel-en-polyester-opstand-30-20-met-lm-motor-idome-0900-x-0900-mm | 8586013770061 | 46872312938829
Smoke and heat exhaust (SHEV) | SHE system | Skylux | Skylux 160° CE with skylight and polyester curb 30/20 with double LM-actuator - iDome 1000 x 2000 mm |  | 83761 | 5412970837619 | 8286.1 | Yes | 30-45 | 164.54 | 1000 x 2000 mm | 2000 | 1000 |  | polyester 30/20 (30 cm high & roof opening = 20 cm larger than daylight size) | Rectangular | 0.93 W/m²K | 46% - 31% | 68% - 37% | 40dB | 160° CE (for industry) | iDome | without spoiler | E | Double actuator | Maximum single-walled skylight possible for this product | Number of walls Double glazing+ plastic skylight (max. single-walled) Insulation value (Ug-value) 0.93 W/m²K in combination with a single-walled skylight Burglar-resistant Yes Fall-through safety Only in combination with a polycarbonate plastic skylight Acoustic value Rw 40 dB LT-value 68% in combination with a single-walled clear acrylic skylight 62% in combination with a single-walled opal acrylic skylight 66% in combination with a single-walled clear polycarbonate skylight 44% in combination with a single-walled opal polycarbonate skylight g-value 46% in combination with a single-walled clear acrylic skylight 40% in combination with a single-walled opal acrylic skylight 44% in combination with a single-walled clear polycarbonate skylight 32% in combination with a single-walled opal polycarbonate skylight Shape Spherical Guarantee 10 years | https://skylux.eu/en/products/skylux-160-ce-met-koepel-en-polyester-opstand-30-20-met-lm-motor-idome-1000-x-2000-mm | https://skylux.eu/cdn/shop/files/Skylux-160deg-CE-met-koepel-en-polyester-opstand-3020-met-dubbele-LM-motor-iDome-1000-x-2000-mm-RWA-systeem.jpg?v=1702978313&width=1600 | https://skylux.eu/cdn/shop/files/e5a82811-1bb0-48e4-a776-cacb59c7c092_84c97e44-d5b2-4ed9-8512-a8e62cfb8248.jpg?v=1688550609&width=1600 | //skylux.eu/cdn/shop/files/E_MH_Mounting_instructions_Skylux_160_CE_LM.pdf?v=12406716259046007223 | //skylux.eu/cdn/shop/files/E_TD_Technical_File_Skylux_Skylux_160_CE_Electric.pdf?v=3667116872303399239 | <table><tbody> <tr> <td>Number of walls</td> <td>Double glazing+ plastic skylight (max. single-walled)</td> </tr> <tr> <td>Insulation value (Ug-value)</td> <td>0.93 W/m²K in combination with a single-walled skylight</td> </tr> <tr> <td>Burglar-resistant</td> <td>Yes</td> </tr> <tr> <td>Fall-through safety</td> <td>Only in combination with a <a href="">polycarbonate plastic skylight</a> </td> </tr> <tr> <td>Acoustic value Rw</td> <td>40 dB</td> </tr> <tr> <td>LT-value</td> <td> <p>68% in combination with a single-walled clear acrylic skylight<br> 62% in combination with a single-walled opal acrylic skylight<br> 66% in combination with a single-walled clear polycarbonate skylight<br> 44% in combination with a single-walled opal polycarbonate skylight</p> </td> </tr> <tr> <td>g-value</td> <td>46% in combination with a single-walled clear acrylic skylight<br> 40% in combination with a single-walled opal acrylic skylight<br> 44% in combination with a single-walled clear polycarbonate skylight<br> 32% in combination with a single-walled opal polycarbonate skylight</td> </tr> <tr> <td>Shape</td> <td>Spherical</td> </tr> <tr> <td>Guarantee</td> <td>10 years</td> </tr> </tbody></table> | skylux-160-ce-met-koepel-en-polyester-opstand-30-20-met-lm-motor-idome-1000-x-2000-mm | 8586013901133 | 46872313200973
Smoke and heat exhaust (SHEV) | SHE system | Skylux | Skylux 160° CE with skylight and polyester curb 30/20 with double LM-actuator - iDome 1200 x 1200 mm |  | 83762 | 5412970837626 | 7564.95 | Yes | 30-45 | 138.5 | 1200 x 1200 mm | 1200 | 1200 |  | polyester 30/20 (30 cm high & roof opening = 20 cm larger than daylight size) | Square | 0.93 W/m²K | 46% - 31% | 68% - 37% | 40dB | 160° CE (for industry) | iDome | without spoiler | E | Double actuator | Maximum single-walled skylight possible for this product | Number of walls Double glazing+ plastic skylight (max. single-walled) Insulation value (Ug-value) 0.93 W/m²K in combination with a single-walled skylight Burglar-resistant Yes Fall-through safety Only in combination with a polycarbonate plastic skylight Acoustic value Rw 40 dB LT-value 68% in combination with a single-walled clear acrylic skylight 62% in combination with a single-walled opal acrylic skylight 66% in combination with a single-walled clear polycarbonate skylight 44% in combination with a single-walled opal polycarbonate skylight g-value 46% in combination with a single-walled clear acrylic skylight 40% in combination with a single-walled opal acrylic skylight 44% in combination with a single-walled clear polycarbonate skylight 32% in combination with a single-walled opal polycarbonate skylight Shape Spherical Guarantee 10 years | https://skylux.eu/en/products/skylux-160-ce-met-koepel-en-polyester-opstand-30-20-met-lm-motor-idome-1200-x-1200-mm | https://skylux.eu/cdn/shop/files/Skylux-160deg-CE-met-koepel-en-polyester-opstand-3020-met-dubbele-LM-motor-iDome-1200-x-1200-mm-RWA-systeem.jpg?v=1702978317&width=1600 | https://skylux.eu/cdn/shop/files/e5a82811-1bb0-48e4-a776-cacb59c7c092_c6d44e62-f38e-4806-9f2d-ea0276b3ebf5.jpg?v=1688550611&width=1600 | //skylux.eu/cdn/shop/files/E_MH_Mounting_instructions_Skylux_160_CE_LM.pdf?v=12406716259046007223 | //skylux.eu/cdn/shop/files/E_TD_Technical_File_Skylux_Skylux_160_CE_Electric.pdf?v=3667116872303399239 | <table><tbody> <tr> <td>Number of walls</td> <td>Double glazing+ plastic skylight (max. single-walled)</td> </tr> <tr> <td>Insulation value (Ug-value)</td> <td>0.93 W/m²K in combination with a single-walled skylight</td> </tr> <tr> <td>Burglar-resistant</td> <td>Yes</td> </tr> <tr> <td>Fall-through safety</td> <td>Only in combination with a <a href="">polycarbonate plastic skylight</a> </td> </tr> <tr> <td>Acoustic value Rw</td> <td>40 dB</td> </tr> <tr> <td>LT-value</td> <td> <p>68% in combination with a single-walled clear acrylic skylight<br> 62% in combination with a single-walled opal acrylic skylight<br> 66% in combination with a single-walled clear polycarbonate skylight<br> 44% in combination with a single-walled opal polycarbonate skylight</p> </td> </tr> <tr> <td>g-value</td> <td>46% in combination with a single-walled clear acrylic skylight<br> 40% in combination with a single-walled opal acrylic skylight<br> 44% in combination with a single-walled clear polycarbonate skylight<br> 32% in combination with a single-walled opal polycarbonate skylight</td> </tr> <tr> <td>Shape</td> <td>Spherical</td> </tr> <tr> <td>Guarantee</td> <td>10 years</td> </tr> </tbody></table> | skylux-160-ce-met-koepel-en-polyester-opstand-30-20-met-lm-motor-idome-1200-x-1200-mm | 8586013933901 | 46872313266509
Smoke and heat exhaust (SHEV) | SHE system | Skylux | Skylux 160° CE with skylight and polyester curb 30/20 with double LM-actuator - iDome 1300 x 1300 mm |  | 83763 | 5412970837633 | 7799.7 | Yes | 30-45 | 150.48 | 1300 x 1300 mm | 1300 | 1300 |  | polyester 30/20 (30 cm high & roof opening = 20 cm larger than daylight size) | Square | 0.93 W/m²K | 46% - 31% | 68% - 37% | 40dB | 160° CE (for industry) | iDome | without spoiler | E | Double actuator | Maximum single-walled skylight possible for this product | Number of walls Double glazing+ plastic skylight (max. single-walled) Insulation value (Ug-value) 0.93 W/m²K in combination with a single-walled skylight Burglar-resistant Yes Fall-through safety Only in combination with a polycarbonate plastic skylight Acoustic value Rw 40 dB LT-value 68% in combination with a single-walled clear acrylic skylight 62% in combination with a single-walled opal acrylic skylight 66% in combination with a single-walled clear polycarbonate skylight 44% in combination with a single-walled opal polycarbonate skylight g-value 46% in combination with a single-walled clear acrylic skylight 40% in combination with a single-walled opal acrylic skylight 44% in combination with a single-walled clear polycarbonate skylight 32% in combination with a single-walled opal polycarbonate skylight Shape Spherical Guarantee 10 years | https://skylux.eu/en/products/skylux-160-ce-met-koepel-en-polyester-opstand-30-20-met-lm-motor-idome-1300-x-1300-mm | https://skylux.eu/cdn/shop/files/Skylux-160deg-CE-met-koepel-en-polyester-opstand-3020-met-dubbele-LM-motor-iDome-1300-x-1300-mm-RWA-systeem.jpg?v=1702978322&width=1600 | https://skylux.eu/cdn/shop/files/e5a82811-1bb0-48e4-a776-cacb59c7c092_75c48d0f-f8b8-495e-aa67-19f53263804e.jpg?v=1688550613&width=1600 | //skylux.eu/cdn/shop/files/E_MH_Mounting_instructions_Skylux_160_CE_LM.pdf?v=12406716259046007223 | //skylux.eu/cdn/shop/files/E_TD_Technical_File_Skylux_Skylux_160_CE_Electric.pdf?v=3667116872303399239 | <table><tbody> <tr> <td>Number of walls</td> <td>Double glazing+ plastic skylight (max. single-walled)</td> </tr> <tr> <td>Insulation value (Ug-value)</td> <td>0.93 W/m²K in combination with a single-walled skylight</td> </tr> <tr> <td>Burglar-resistant</td> <td>Yes</td> </tr> <tr> <td>Fall-through safety</td> <td>Only in combination with a <a href="">polycarbonate plastic skylight</a> </td> </tr> <tr> <td>Acoustic value Rw</td> <td>40 dB</td> </tr> <tr> <td>LT-value</td> <td> <p>68% in combination with a single-walled clear acrylic skylight<br> 62% in combination with a single-walled opal acrylic skylight<br> 66% in combination with a single-walled clear polycarbonate skylight<br> 44% in combination with a single-walled opal polycarbonate skylight</p> </td> </tr> <tr> <td>g-value</td> <td>46% in combination with a single-walled clear acrylic skylight<br> 40% in combination with a single-walled opal acrylic skylight<br> 44% in combination with a single-walled clear polycarbonate skylight<br> 32% in combination with a single-walled opal polycarbonate skylight</td> </tr> <tr> <td>Shape</td> <td>Spherical</td> </tr> <tr> <td>Guarantee</td> <td>10 years</td> </tr> </tbody></table> | skylux-160-ce-met-koepel-en-polyester-opstand-30-20-met-lm-motor-idome-1300-x-1300-mm | 8586013966669 | 46872313332045
Smoke and heat exhaust (SHEV) | SHE system | Skylux | Skylux 160° CE with skylight and polyester curb 30/20 with double LM-actuator - iDome 1400 x 1400 mm |  | 94274 | 5412970942740 | 8362.35 | Yes | 30-45 | 170.95 | 1400 x 1400 mm | 1400 | 1400 |  | polyester 30/20 (30 cm high & roof opening = 20 cm larger than daylight size) | Square | 0.93 W/m²K | 46% - 31% | 68% - 37% | 40dB | 160° CE (for industry) | iDome | without spoiler | E | Double actuator | Maximum single-walled skylight possible for this product | Number of walls Double glazing+ plastic skylight (max. single-walled) Insulation value (Ug-value) 0.93 W/m²K in combination with a single-walled skylight Burglar-resistant Yes Fall-through safety Only in combination with a polycarbonate plastic skylight Acoustic value Rw 40 dB LT-value 68% in combination with a single-walled clear acrylic skylight 62% in combination with a single-walled opal acrylic skylight 66% in combination with a single-walled clear polycarbonate skylight 44% in combination with a single-walled opal polycarbonate skylight g-value 46% in combination with a single-walled clear acrylic skylight 40% in combination with a single-walled opal acrylic skylight 44% in combination with a single-walled clear polycarbonate skylight 32% in combination with a single-walled opal polycarbonate skylight Shape Spherical Guarantee 10 years | https://skylux.eu/en/products/skylux-160-ce-met-koepel-en-polyester-opstand-30-20-met-lm-motor-idome-1400-x-1400-mm | https://skylux.eu/cdn/shop/files/Skylux-160deg-CE-met-koepel-en-polyester-opstand-3020-met-dubbele-LM-motor-iDome-1400-x-1400-mm-RWA-systeem.jpg?v=1702978328&width=1600 | https://skylux.eu/cdn/shop/files/e5a82811-1bb0-48e4-a776-cacb59c7c092_26f1fe64-8526-4ac0-bfe0-868b9c2a7c4f.jpg?v=1688550615&width=1600 | //skylux.eu/cdn/shop/files/E_MH_Mounting_instructions_Skylux_160_CE_LM.pdf?v=12406716259046007223 | //skylux.eu/cdn/shop/files/E_TD_Technical_File_Skylux_Skylux_160_CE_Electric.pdf?v=3667116872303399239 | <table><tbody> <tr> <td>Number of walls</td> <td>Double glazing+ plastic skylight (max. single-walled)</td> </tr> <tr> <td>Insulation value (Ug-value)</td> <td>0.93 W/m²K in combination with a single-walled skylight</td> </tr> <tr> <td>Burglar-resistant</td> <td>Yes</td> </tr> <tr> <td>Fall-through safety</td> <td>Only in combination with a <a href="">polycarbonate plastic skylight</a> </td> </tr> <tr> <td>Acoustic value Rw</td> <td>40 dB</td> </tr> <tr> <td>LT-value</td> <td> <p>68% in combination with a single-walled clear acrylic skylight<br> 62% in combination with a single-walled opal acrylic skylight<br> 66% in combination with a single-walled clear polycarbonate skylight<br> 44% in combination with a single-walled opal polycarbonate skylight</p> </td> </tr> <tr> <td>g-value</td> <td>46% in combination with a single-walled clear acrylic skylight<br> 40% in combination with a single-walled opal acrylic skylight<br> 44% in combination with a single-walled clear polycarbonate skylight<br> 32% in combination with a single-walled opal polycarbonate skylight</td> </tr> <tr> <td>Shape</td> <td>Spherical</td> </tr> <tr> <td>Guarantee</td> <td>10 years</td> </tr> </tbody></table> | skylux-160-ce-met-koepel-en-polyester-opstand-30-20-met-lm-motor-idome-1400-x-1400-mm | 8586013999437 | 46872313364813
Smoke and heat exhaust (SHEV) | SHE system | Skylux | Skylux 160° CE with skylight and polyester curb 30/20 with double LM-actuator - iWindow2 0800 x 1300 mm |  | 83765 | 5412970837657 | 6782.05 | Yes | 30-45 | 127.34 | 800 x 1300 mm | 1300 | 800 |  | polyester 30/20 (30 cm high & roof opening = 20 cm larger than daylight size) | Rectangular | 1.00 W/m²K | 52% | 75% | 39dB | 160° CE (for industry) | iWindow2 | without spoiler | E | Double actuator |  | Material Clear Number of walls Double-walled Insulation value (Ug-value) 1 W/m²K Acoustic value Rw 39 dB Fall-through safety Yes LT-value 75 % g-value 52 % Weight 44 kg/m² Guarantee 10 years | https://skylux.eu/en/products/skylux-160-ce-met-koepel-en-polyester-opstand-30-20-met-lm-motor-iwindow2-0800-x-1300-mm | https://skylux.eu/cdn/shop/files/Skylux-160deg-CE-met-koepel-en-polyester-opstand-3020-met-dubbele-LM-motor-iWindow2-0800-x-1300-mm-RWA-systeem.jpg?v=1702978338&width=1600 | https://skylux.eu/cdn/shop/files/e5a82811-1bb0-48e4-a776-cacb59c7c092_a564e6ad-8304-4a0b-8b38-c5a3a58f5f35.jpg?v=1688550618&width=1600 | //skylux.eu/cdn/shop/files/E_MH_Mounting_instructions_Skylux_160_CE_LM.pdf?v=12406716259046007223 | //skylux.eu/cdn/shop/files/E_TD_Technical_File_Skylux_Skylux_160_CE_Electric.pdf?v=3667116872303399239 | <table data-mce-selected="1"><tbody> <tr> <td data-mce-selected="1">Material<br> </td> <td data-mce-selected="1">Clear<br> </td> </tr> <tr> <td data-mce-selected="1"> <span class="text">Number of walls</span><br> </td> <td data-mce-selected="1">Double-walled<br> </td> </tr> <tr> <td data-mce-selected="1"> <div class="product-specification-name"> <div class="d-flex align-items-center"><span class="text">Insulation value (Ug-value)</span></div> </div> </td> <td data-mce-selected="1">1 W/m²K<br> </td> </tr> <tr> <td data-mce-selected="1">Acoustic value Rw<br> </td> <td data-mce-selected="1">39 dB<br> </td> </tr> <tr> <td data-mce-selected="1">Fall-through safety<br> </td> <td data-mce-selected="1">Yes</td> </tr> <tr> <td data-mce-selected="1">LT-value<br> </td> <td data-mce-selected="1">75 %<br> </td> </tr> <tr> <td data-mce-selected="1"> <span class="text">g-value</span><br> </td> <td data-mce-selected="1">52 %<br> </td> </tr> <tr> <td data-mce-selected="1">Weight<br> </td> <td data-mce-selected="1">44 kg/m²<br> </td> </tr> <tr> <td data-mce-selected="1"> <span class="text">Guarantee</span><br> </td> <td data-mce-selected="1">10 years</td> </tr> </tbody></table> | skylux-160-ce-met-koepel-en-polyester-opstand-30-20-met-lm-motor-iwindow2-0800-x-1300-mm | 8586014064973 | 46872313495885
Smoke and heat exhaust (SHEV) | SHE system | Skylux | Skylux 160° CE with skylight and polyester curb 30/20 with double LM-actuator - iWindow2 0900 x 0900 mm |  | 94157 | 5412970941576 | 6531.6 | Yes | 30-45 | 113.43 | 900 x 900 mm | 900 | 900 |  | polyester 30/20 (30 cm high & roof opening = 20 cm larger than daylight size) | Square | 1.00 W/m²K | 52% | 75% | 39dB | 160° CE (for industry) | iWindow2 | without spoiler | E | Double actuator |  | Material Clear Number of walls Double-walled Insulation value (Ug-value) 1 W/m²K Acoustic value Rw 39 dB Fall-through safety Yes LT-value 75 % g-value 52 % Weight 44 kg/m² Guarantee 10 years | https://skylux.eu/en/products/skylux-160-ce-met-koepel-en-polyester-opstand-30-20-met-lm-motor-iwindow2-0900-x-0900-mm | https://skylux.eu/cdn/shop/files/Skylux-160deg-CE-met-koepel-en-polyester-opstand-3020-met-dubbele-LM-motor-iWindow2-0900-x-0900-mm-RWA-systeem.jpg?v=1702978343&width=1600 | https://skylux.eu/cdn/shop/files/e5a82811-1bb0-48e4-a776-cacb59c7c092_bbdcadad-c12a-498e-9e24-790eccf062d3.jpg?v=1688550620&width=1600 | //skylux.eu/cdn/shop/files/E_MH_Mounting_instructions_Skylux_160_CE_LM.pdf?v=12406716259046007223 | //skylux.eu/cdn/shop/files/E_TD_Technical_File_Skylux_Skylux_160_CE_Electric.pdf?v=3667116872303399239 | <table data-mce-selected="1"><tbody> <tr> <td data-mce-selected="1">Material<br> </td> <td data-mce-selected="1">Clear<br> </td> </tr> <tr> <td data-mce-selected="1"> <span class="text">Number of walls</span><br> </td> <td data-mce-selected="1">Double-walled<br> </td> </tr> <tr> <td data-mce-selected="1"> <div class="product-specification-name"> <div class="d-flex align-items-center"><span class="text">Insulation value (Ug-value)</span></div> </div> </td> <td data-mce-selected="1">1 W/m²K<br> </td> </tr> <tr> <td data-mce-selected="1">Acoustic value Rw<br> </td> <td data-mce-selected="1">39 dB<br> </td> </tr> <tr> <td data-mce-selected="1">Fall-through safety<br> </td> <td data-mce-selected="1">Yes</td> </tr> <tr> <td data-mce-selected="1">LT-value<br> </td> <td data-mce-selected="1">75 %<br> </td> </tr> <tr> <td data-mce-selected="1"> <span class="text">g-value</span><br> </td> <td data-mce-selected="1">52 %<br> </td> </tr> <tr> <td data-mce-selected="1">Weight<br> </td> <td data-mce-selected="1">44 kg/m²<br> </td> </tr> <tr> <td data-mce-selected="1"> <span class="text">Guarantee</span><br> </td> <td data-mce-selected="1">10 years</td> </tr> </tbody></table> | skylux-160-ce-met-koepel-en-polyester-opstand-30-20-met-lm-motor-iwindow2-0900-x-0900-mm | 8586014097741 | 46872313561421
Smoke and heat exhaust (SHEV) | SHE system | Skylux | Skylux 160° CE with skylight and polyester curb 30/20 with double LM-actuator - iWindow2 1000 x 2000 mm |  | 83768 | 5412970837688 | 8672.1 | Yes | 30-45 | 189.05 | 1000 x 2000 mm | 2000 | 1000 |  | polyester 30/20 (30 cm high & roof opening = 20 cm larger than daylight size) | Rectangular | 1.00 W/m²K | 52% | 75% | 39dB | 160° CE (for industry) | iWindow2 | without spoiler | E | Double actuator |  | Material Clear Number of walls Double-walled Insulation value (Ug-value) 1 W/m²K Acoustic value Rw 39 dB Fall-through safety Yes LT-value 75 % g-value 52 % Weight 44 kg/m² Guarantee 10 years | https://skylux.eu/en/products/skylux-160-ce-met-koepel-en-polyester-opstand-30-20-met-lm-motor-iwindow2-1000-x-2000-mm | https://skylux.eu/cdn/shop/files/Skylux-160deg-CE-met-koepel-en-polyester-opstand-3020-met-dubbele-LM-motor-iWindow2-1000-x-2000-mm-RWA-systeem.jpg?v=1702978359&width=1600 | https://skylux.eu/cdn/shop/files/e5a82811-1bb0-48e4-a776-cacb59c7c092_7d209582-96c2-427d-a168-ac8db6df26ec.jpg?v=1688550624&width=1600 | //skylux.eu/cdn/shop/files/E_MH_Mounting_instructions_Skylux_160_CE_LM.pdf?v=12406716259046007223 | //skylux.eu/cdn/shop/files/E_TD_Technical_File_Skylux_Skylux_160_CE_Electric.pdf?v=3667116872303399239 | <table data-mce-selected="1"><tbody> <tr> <td data-mce-selected="1">Material<br> </td> <td data-mce-selected="1">Clear<br> </td> </tr> <tr> <td data-mce-selected="1"> <span class="text">Number of walls</span><br> </td> <td data-mce-selected="1">Double-walled<br> </td> </tr> <tr> <td data-mce-selected="1"> <div class="product-specification-name"> <div class="d-flex align-items-center"><span class="text">Insulation value (Ug-value)</span></div> </div> </td> <td data-mce-selected="1">1 W/m²K<br> </td> </tr> <tr> <td data-mce-selected="1">Acoustic value Rw<br> </td> <td data-mce-selected="1">39 dB<br> </td> </tr> <tr> <td data-mce-selected="1">Fall-through safety<br> </td> <td data-mce-selected="1">Yes</td> </tr> <tr> <td data-mce-selected="1">LT-value<br> </td> <td data-mce-selected="1">75 %<br> </td> </tr> <tr> <td data-mce-selected="1"> <span class="text">g-value</span><br> </td> <td data-mce-selected="1">52 %<br> </td> </tr> <tr> <td data-mce-selected="1">Weight<br> </td> <td data-mce-selected="1">44 kg/m²<br> </td> </tr> <tr> <td data-mce-selected="1"> <span class="text">Guarantee</span><br> </td> <td data-mce-selected="1">10 years</td> </tr> </tbody></table> | skylux-160-ce-met-koepel-en-polyester-opstand-30-20-met-lm-motor-iwindow2-1000-x-2000-mm | 8586014196045 | 46872313725261
Smoke and heat exhaust (SHEV) | SHE system | Skylux | Skylux 160° CE with skylight and polyester curb 30/20 with double LM-actuator - iWindow2 1200 x 1200 mm |  | 83769 | 5412970837695 | 7544.35 | Yes | 30-45 | 157.42 | 1200 x 1200 mm | 1200 | 1200 |  | polyester 30/20 (30 cm high & roof opening = 20 cm larger than daylight size) | Square | 1.00 W/m²K | 52% | 75% | 39dB | 160° CE (for industry) | iWindow2 | without spoiler | E | Double actuator |  | Material Clear Number of walls Double-walled Insulation value (Ug-value) 1 W/m²K Acoustic value Rw 39 dB Fall-through safety Yes LT-value 75 % g-value 52 % Weight 44 kg/m² Guarantee 10 years | https://skylux.eu/en/products/skylux-160-ce-met-koepel-en-polyester-opstand-30-20-met-lm-motor-iwindow2-1200-x-1200-mm | https://skylux.eu/cdn/shop/files/Skylux-160deg-CE-met-koepel-en-polyester-opstand-3020-met-dubbele-LM-motor-iWindow2-1200-x-1200-mm-RWA-systeem.jpg?v=1702978364&width=1600 | https://skylux.eu/cdn/shop/files/e5a82811-1bb0-48e4-a776-cacb59c7c092_3d6eb57e-ab99-4ed7-92b1-e65df2e2ef6e.jpg?v=1688550626&width=1600 | //skylux.eu/cdn/shop/files/E_MH_Mounting_instructions_Skylux_160_CE_LM.pdf?v=12406716259046007223 | //skylux.eu/cdn/shop/files/E_TD_Technical_File_Skylux_Skylux_160_CE_Electric.pdf?v=3667116872303399239 | <table data-mce-selected="1"><tbody> <tr> <td data-mce-selected="1">Material<br> </td> <td data-mce-selected="1">Clear<br> </td> </tr> <tr> <td data-mce-selected="1"> <span class="text">Number of walls</span><br> </td> <td data-mce-selected="1">Double-walled<br> </td> </tr> <tr> <td data-mce-selected="1"> <div class="product-specification-name"> <div class="d-flex align-items-center"><span class="text">Insulation value (Ug-value)</span></div> </div> </td> <td data-mce-selected="1">1 W/m²K<br> </td> </tr> <tr> <td data-mce-selected="1">Acoustic value Rw<br> </td> <td data-mce-selected="1">39 dB<br> </td> </tr> <tr> <td data-mce-selected="1">Fall-through safety<br> </td> <td data-mce-selected="1">Yes</td> </tr> <tr> <td data-mce-selected="1">LT-value<br> </td> <td data-mce-selected="1">75 %<br> </td> </tr> <tr> <td data-mce-selected="1"> <span class="text">g-value</span><br> </td> <td data-mce-selected="1">52 %<br> </td> </tr> <tr> <td data-mce-selected="1">Weight<br> </td> <td data-mce-selected="1">44 kg/m²<br> </td> </tr> <tr> <td data-mce-selected="1"> <span class="text">Guarantee</span><br> </td> <td data-mce-selected="1">10 years</td> </tr> </tbody></table> | skylux-160-ce-met-koepel-en-polyester-opstand-30-20-met-lm-motor-iwindow2-1200-x-1200-mm | 8586014261581 | 46872313856333
Smoke and heat exhaust (SHEV) | SHE system | Skylux | Skylux 160° CE with skylight and polyester curb 30/20 with double LM-actuator - iWindow2 1300 x 1300 mm |  | 83770 | 5412970837701 | 7773.05 | Yes | 30-45 | 172.25 | 1300 x 1300 mm | 1300 | 1300 |  | polyester 30/20 (30 cm high & roof opening = 20 cm larger than daylight size) | Square | 1.00 W/m²K | 52% | 75% | 39dB | 160° CE (for industry) | iWindow2 | without spoiler | E | Double actuator |  | Material Clear Number of walls Double-walled Insulation value (Ug-value) 1 W/m²K Acoustic value Rw 39 dB Fall-through safety Yes LT-value 75 % g-value 52 % Weight 44 kg/m² Guarantee 10 years | https://skylux.eu/en/products/skylux-160-ce-met-koepel-en-polyester-opstand-30-20-met-lm-motor-iwindow2-1300-x-1300-mm | https://skylux.eu/cdn/shop/files/Skylux-160deg-CE-met-koepel-en-polyester-opstand-3020-met-dubbele-LM-motor-iWindow2-1300-x-1300-mm-RWA-systeem.jpg?v=1702978370&width=1600 | https://skylux.eu/cdn/shop/files/e5a82811-1bb0-48e4-a776-cacb59c7c092_5f29a818-fb02-4503-882b-9a406cff8e69.jpg?v=1688550628&width=1600 | //skylux.eu/cdn/shop/files/E_MH_Mounting_instructions_Skylux_160_CE_LM.pdf?v=12406716259046007223 | //skylux.eu/cdn/shop/files/E_TD_Technical_File_Skylux_Skylux_160_CE_Electric.pdf?v=3667116872303399239 | <table data-mce-selected="1"><tbody> <tr> <td data-mce-selected="1">Material<br> </td> <td data-mce-selected="1">Clear<br> </td> </tr> <tr> <td data-mce-selected="1"> <span class="text">Number of walls</span><br> </td> <td data-mce-selected="1">Double-walled<br> </td> </tr> <tr> <td data-mce-selected="1"> <div class="product-specification-name"> <div class="d-flex align-items-center"><span class="text">Insulation value (Ug-value)</span></div> </div> </td> <td data-mce-selected="1">1 W/m²K<br> </td> </tr> <tr> <td data-mce-selected="1">Acoustic value Rw<br> </td> <td data-mce-selected="1">39 dB<br> </td> </tr> <tr> <td data-mce-selected="1">Fall-through safety<br> </td> <td data-mce-selected="1">Yes</td> </tr> <tr> <td data-mce-selected="1">LT-value<br> </td> <td data-mce-selected="1">75 %<br> </td> </tr> <tr> <td data-mce-selected="1"> <span class="text">g-value</span><br> </td> <td data-mce-selected="1">52 %<br> </td> </tr> <tr> <td data-mce-selected="1">Weight<br> </td> <td data-mce-selected="1">44 kg/m²<br> </td> </tr> <tr> <td data-mce-selected="1"> <span class="text">Guarantee</span><br> </td> <td data-mce-selected="1">10 years</td> </tr> </tbody></table> | skylux-160-ce-met-koepel-en-polyester-opstand-30-20-met-lm-motor-iwindow2-1300-x-1300-mm | 8586014294349 | 46872313921869
Smoke and heat exhaust (SHEV) | SHE system | Skylux | Skylux 160° CE with skylight and polyester curb 30/20 with double LM-actuator - iWindow2 1400 x 1400 mm |  | 94273 | 5412970942733 | 8441 | Yes | 30-45 | 188.97 | 1400 x 1400 mm | 1400 | 1400 |  | polyester 30/20 (30 cm high & roof opening = 20 cm larger than daylight size) | Square | 1.00 W/m²K | 52% | 75% | 39dB | 160° CE (for industry) | iWindow2 | without spoiler | E | Double actuator |  | Material Clear Number of walls Double-walled Insulation value (Ug-value) 1 W/m²K Acoustic value Rw 39 dB Fall-through safety Yes LT-value 75 % g-value 52 % Weight 44 kg/m² Guarantee 10 years | https://skylux.eu/en/products/skylux-160-ce-met-koepel-en-polyester-opstand-30-20-met-lm-motor-iwindow2-1400-x-1400-mm | https://skylux.eu/cdn/shop/files/Skylux-160deg-CE-met-koepel-en-polyester-opstand-3020-met-dubbele-LM-motor-iWindow2-1400-x-1400-mm-RWA-systeem.jpg?v=1702978375&width=1600 | https://skylux.eu/cdn/shop/files/e5a82811-1bb0-48e4-a776-cacb59c7c092_08d7763e-f0a5-4a34-ba7c-abc330052cfd.jpg?v=1688550630&width=1600 | //skylux.eu/cdn/shop/files/E_MH_Mounting_instructions_Skylux_160_CE_LM.pdf?v=12406716259046007223 | //skylux.eu/cdn/shop/files/E_TD_Technical_File_Skylux_Skylux_160_CE_Electric.pdf?v=3667116872303399239 | <table data-mce-selected="1"><tbody> <tr> <td data-mce-selected="1">Material<br> </td> <td data-mce-selected="1">Clear<br> </td> </tr> <tr> <td data-mce-selected="1"> <span class="text">Number of walls</span><br> </td> <td data-mce-selected="1">Double-walled<br> </td> </tr> <tr> <td data-mce-selected="1"> <div class="product-specification-name"> <div class="d-flex align-items-center"><span class="text">Insulation value (Ug-value)</span></div> </div> </td> <td data-mce-selected="1">1 W/m²K<br> </td> </tr> <tr> <td data-mce-selected="1">Acoustic value Rw<br> </td> <td data-mce-selected="1">39 dB<br> </td> </tr> <tr> <td data-mce-selected="1">Fall-through safety<br> </td> <td data-mce-selected="1">Yes</td> </tr> <tr> <td data-mce-selected="1">LT-value<br> </td> <td data-mce-selected="1">75 %<br> </td> </tr> <tr> <td data-mce-selected="1"> <span class="text">g-value</span><br> </td> <td data-mce-selected="1">52 %<br> </td> </tr> <tr> <td data-mce-selected="1">Weight<br> </td> <td data-mce-selected="1">44 kg/m²<br> </td> </tr> <tr> <td data-mce-selected="1"> <span class="text">Guarantee</span><br> </td> <td data-mce-selected="1">10 years</td> </tr> </tbody></table> | skylux-160-ce-met-koepel-en-polyester-opstand-30-20-met-lm-motor-iwindow2-1400-x-1400-mm | 8586014327117 | 46872313987405
Smoke and heat exhaust (SHEV) | SHE system | Skylux | Skylux 160° CE with skylight and polyester curb 30/20 with double LM-actuator - iWindow3 1200 x 1200 mm |  | 83773 | 5412970837732 | 8539 | Yes | 30-45 | 187.3 | 1200 x 1200 mm | 1200 | 1200 |  | polyester 30/20 (30 cm high & roof opening = 20 cm larger than daylight size) | Square | 0.50 W/m²K | 42% | 63% | 41dB | 160° CE (for industry) | iWindow3 | without spoiler | E | Double actuator |  | Material Clear Number of walls Triple-walled Insulation value (Ug-value) 0.5 W/m²K Acoustic value Rw 41 dB Fall-through safety Yes LT-value 63 % g-value 42 % Weight 60 kg/m² Guarantee 10 years | https://skylux.eu/en/products/skylux-160-ce-met-koepel-en-polyester-opstand-30-20-met-lm-motor-iwindow3-1200-x-1200-mm | https://skylux.eu/cdn/shop/files/Skylux-160deg-CE-met-koepel-en-polyester-opstand-3020-met-dubbele-LM-motor-iWindow3-1200-x-1200-mm-RWA-systeem.jpg?v=1702978392&width=1600 | https://skylux.eu/cdn/shop/files/e5a82811-1bb0-48e4-a776-cacb59c7c092_49c5b3c7-125e-4695-b060-231785f964ba.jpg?v=1688550634&width=1600 | //skylux.eu/cdn/shop/files/E_MH_Mounting_instructions_Skylux_160_CE_LM.pdf?v=12406716259046007223 | //skylux.eu/cdn/shop/files/E_TD_Technical_File_Skylux_Skylux_160_CE_Electric.pdf?v=3667116872303399239 | <table><tbody> <tr> <td>Material</td> <td>Clear</td> </tr> <tr> <td>Number of walls</td> <td>Triple-walled</td> </tr> <tr> <td>Insulation value (Ug-value)</td> <td>0.5 W/m²K</td> </tr> <tr> <td>Acoustic value Rw</td> <td>41 dB</td> </tr> <tr> <td>Fall-through safety</td> <td>Yes</td> </tr> <tr> <td>LT-value</td> <td> <div class="product-specification"> <div class="product-specification-value"> <div class="d-flex align-items-center"><span class="text">63 %</span></div> </div> </div> <div class="product-specification"></div> </td> </tr> <tr> <td>g-value</td> <td>42 %</td> </tr> <tr> <td>Weight</td> <td>60 kg/m²</td> </tr> <tr> <td>Guarantee</td> <td>10 years</td> </tr> </tbody></table> | skylux-160-ce-met-koepel-en-polyester-opstand-30-20-met-lm-motor-iwindow3-1200-x-1200-mm | 8586014425421 | 46872314151245
Smoke and heat exhaust (SHEV) | SHE system | Skylux | Skylux 160° CE with skylight and polyester curb 30/20 with double LM-actuator 1000 x 2500 mm |  | 50712 | 5412970507123 | 8100.95 | Yes | 30-45 | 109.31 | 1000 x 2500 mm | 2500 | 1000 |  | polyester 30/20 (30 cm high & roof opening = 20 cm larger than daylight size) | Rectangular | 5.17 W/m²K - 1.28 W/m²K | 87% - 32% | 90% - 32% | 20dB - 23dB | 160° CE (for industry) | skylight | without spoiler | E | Double actuator | Maximum four-walled skylight possible for this product | Ut-value LT-value g-value Rw-value EN 1873 : 2014 EN ISO 13468 EN 16153 EN 410 EN 410 EN ISO 140-3 Material Walls Shells (W/m²K) (%) (%) (dB) Acrylic Single-walled Clear (H) 5.17 90 87 - PMMA Single-walled Opal (O) 5.17 83 76 - Double-walled Clear (H/H) 2.90 81 75 20 Double-walled Opal (O/O) 2.90 69 58 20 Triple-walled Clear (H/H/H) 1.70 73 65 22 Triple-walled Opal (O/H/O) 1.70 62 51 22 Four-walled Clear (H/H/H/H) 1.28 64 54 23 Four-walled Opal (H/H/O/H) 1.28 59 48 23 Polycarbonate Single-walled Clear (A) 5.17 88 83 - PC Single-walled Opal (D) 5.17 58 60 - Double-walled Clear (A/H) 2.90 79 72 20 Double-walled Clear (A/A) 2.90 77 69 20 Double-walled Opal (A/O) 2.90 73 63 20 Double-walled Opal (A/D) 2.90 51 50 20 Triple-walled Clear (A/H/H) 1.70 71 63 22 Triple-walled Opal (A/O/O) 1.70 61 48 22 Four-walled Clear (A/H/H/H) 1.28 64 52 23 Four-walled Opal (A/H/O/H) 1.28 59 46 23 Polycarbonate Single-walled Heatstop Opal (T) 5.17 49 59 - Heatstop PC Double-walled Clear (T/H) 2.90 44 51 20 Double-walled Opal (T/O) 2.90 41 45 20 Triple-walled Clear (T/H/H) 1.70 40 <td data-sheets-numberformat='{"1":2,"2":"0","3":1}' data-sheets-value='{"1":3,"3":44}' style="overflow:hidden;paddin | https://skylux.eu/en/products/skylux-160-ce-met-koepel-en-polyester-opstand-30-20-met-lm-motor-1000-x-2500-mm | https://skylux.eu/cdn/shop/files/Skylux-160deg-CE-met-koepel-en-polyester-opstand-3020-met-dubbele-LM-motor-1000-x-2500-mm-RWA-systeem.jpg?v=1702977938&width=1600 | https://skylux.eu/cdn/shop/files/e5a82811-1bb0-48e4-a776-cacb59c7c092_6706a6ca-5df5-47a0-aaef-21822784a77d.jpg?v=1688550511&width=1600 | //skylux.eu/cdn/shop/files/E_MH_Mounting_instructions_Skylux_160_CE_LM.pdf?v=12406716259046007223 | //skylux.eu/cdn/shop/files/E_TD_Technical_File_Skylux_Skylux_160_CE_Electric.pdf?v=3667116872303399239 | <style type="text/css" id="isPasted"> <!--td { border: 1px solid #cccccc; } br { mso-data-placement: same-cell; } --> </style> <table border="1" cellpadding="0" cellspacing="0" dir="ltr" style="table-layout:fixed;font-size:10pt;font-family:Arial;border-collapse:collapse;border:none;"><tbody> <tr style="height:20px;"> <td style="overflow:hidden;padding:0px 3px 0px 3px;vertical-align:bottom;"></td> <td style="overflow:hidden;padding:0px 3px 0px 3px;vertical-align:bottom;"></td> <td style="overflow:hidden;padding:0px 3px 0px 3px;vertical-align:bottom;"></td> <td data-sheets-value='{"1":2,"2":"Ut-value"}' style="overflow:hidden;padding:0px 3px 0px 3px;vertical-align:bottom;font-weight:bold;text-align:center;">Ut-value</td> <td data-sheets-value='{"1":2,"2":"LT-value"}' style="overflow:hidden;padding:0px 3px 0px 3px;vertical-align:bottom;font-weight:bold;text-align:center;">LT-value</td> <td data-sheets-value='{"1":2,"2":"g-value"}' style="overflow:hidden;padding:0px 3px 0px 3px;vertical-align:bottom;font-weight:bold;text-align:center;">g-value</td> <td data-sheets-value='{"1":2,"2":"Rw-value "}' style="overflow:hidden;padding:0px 3px 0px 3px;vertical-align:bottom;font-weight:bold;text-align:center;">Rw-value </td> </tr> <tr style="height:20px;"> <td style="overflow:hidden;padding:0px 3px 0px 3px;vertical-align:bottom;"></td> <td style="overflow:hidden;padding:0px 3px 0px 3px;vertical-align:bottom;"></td> <td style="overflow:hidden;padding:0px 3px 0px 3px;vertical-align:bottom;"></td> <td data-sheets-numberformat='{"1":2,"2":"0.00","3":1}' data-sheets-value='{"1":2,"2":"EN 1873 : 2014"}' style="overflow:hidden;padding:0px 3px 0px 3px;vertical-align:bottom;text-align:center;">EN 1873 : 2014</td> <td data-sheets-numberformat='{"1":2,"2":"0","3":1}' data-sheets-value='{"1":2,"2":"EN ISO 13468 EN 16153 EN 410"}' style="overflow:hidden;padding:0px 3px 0px 3px;vertical-align:bottom;text-align:center;">EN ISO 13468 EN 16153 EN 410</td> <td data-sheets-numberformat='{"1":2,"2":"0","3":1}' data-sheets-value='{"1":2,"2":"EN 410"}' style="overflow:hidden;padding:0px 3px 0px 3px;vertical-align:bottom;text-align:center;">EN 410</td> <td data-sheets-value='{"1":2,"2":"EN ISO 140-3\t\t"}' style="overflow:hidden;padding:0px 3px 0px 3px;vertical-align:bottom;text-align:center;">EN ISO 140-3 </td> </tr> <tr style="height:20px;"> <td data-sheets-value='{"1":2,"2":"Material"}' style="border-bottom:1px solid #000000;overflow:hidden;padding:0px 3px 0px 3px;vertical-align:bottom;background-color:#000000;font-weight:bold;color:#ffffff;">Material</td> <td data-sheets-value='{"1":2,"2":"Walls"}' style="border-bottom:1px solid #000000;overflow:hidden;padding:0px 3px 0px 3px;vertical-align:bottom;background-color:#000000;font-weight:bold;color:#ffffff;">Walls</td> <td data-sheets-value='{"1":2,"2":"Shells"}' style="border-bottom:1px solid #000000;overflow:hidden;padding:0px 3px 0px 3px;vertical-align:bottom;background-color:#000000;font-weight:bold;color:#ffffff;">Shells</td> <td data-sheets-numberformat='{"1":2,"2":"0.00","3":1}' data-sheets-value='{"1":2,"2":"(W/m²K)\t"}' style="border-bottom:1px solid #000000;overflow:hidden;padding:0px 3px 0px 3px;vertical-align:bottom;background-color:#000000;font-weight:bold;color:#ffffff;text-align:center;">(W/m²K) </td> <td data-sheets-numberformat='{"1":2,"2":"0","3":1}' data-sheets-value='{"1":2,"2":"(%)"}' style="border-bottom:1px solid #000000;overflow:hidden;padding:0px 3px 0px 3px;vertical-align:bottom;background-color:#000000;font-weight:bold;color:#ffffff;text-align:center;">(%)</td> <td data-sheets-numberformat='{"1":2,"2":"0","3":1}' data-sheets-value='{"1":2,"2":"(%)"}' style="border-bottom:1px solid #000000;overflow:hidden;padding:0px 3px 0px 3px;vertical-align:bottom;background-color:#000000;font-weight:bold;color:#ffffff;text-align:center;">(%)</td> <td data-sheets-value='{"1":2,"2":"(dB)"}' style="border-bottom:1px solid #000000;overflow:hidden;padding:0px 3px 0px 3px;vertical-align:bottom;background-color:#000000;font-weight:bold;color:#ffffff;text-align:center;">(dB)</td> </tr> <tr style="height:20px;"> <td data-sheets-value='{"1":2,"2":"Acrylic"}' style="border-left:1px solid #000000;overflow:hidden;padding:0px 3px 0px 3px;vertical-align:bottom;font-weight:bold;">Acrylic</td> <td data-sheets-value='{"1":2,"2":"Single-walled"}' style="overflow:hidden;padding:0px 3px 0px 3px;vertical-align:bottom;font-weight:bold;">Single-walled</td> <td data-sheets-value='{"1":2,"2":"Clear (H)"}' style="border-right:1px solid #000000;overflow:hidden;padding:0px 3px 0px 3px;vertical-align:bottom;font-weight:bold;">Clear (H)</td> <td data-sheets-numberformat='{"1":2,"2":"0.00","3":1}' data-sheets-value='{"1":3,"3":5.17}' style="overflow:hidden;padding:0px 3px 0px 3px;vertical-align:bottom;text-align:center;">5.17</td> <td data-sheets-numberformat='{"1":2,"2":"0","3":1}' data-sheets-value='{"1":3,"3":90}' style="overflow:hidden;padding:0px 3px 0px 3px;vertical-align:bottom;text-align:center;">90</td> <td data-sheets-numberformat='{"1":2,"2":"0","3":1}' data-sheets-value='{"1":3,"3":87}' style="overflow:hidden;padding:0px 3px 0px 3px;vertical-align:bottom;text-align:center;">87</td> <td data-sheets-numberformat='{"1":2,"2":"0","3":1}' data-sheets-value='{"1":2,"2":"-"}' style="border-right:1px solid #000000;overflow:hidden;padding:0px 3px 0px 3px;vertical-align:bottom;text-align:center;">-</td> </tr> <tr style="height:20px;"> <td data-sheets-value='{"1":2,"2":"PMMA"}' style="border-left:1px solid #000000;overflow:hidden;padding:0px 3px 0px 3px;vertical-align:bottom;font-weight:bold;">PMMA</td> <td data-sheets-value='{"1":2,"2":"Single-walled"}' style="overflow:hidden;padding:0px 3px 0px 3px;vertical-align:bottom;font-weight:bold;">Single-walled</td> <td data-sheets-value='{"1":2,"2":"Opal (O)"}' style="border-right:1px solid #000000;overflow:hidden;padding:0px 3px 0px 3px;vertical-align:bottom;font-weight:bold;">Opal (O)</td> <td data-sheets-numberformat='{"1":2,"2":"0.00","3":1}' data-sheets-value='{"1":3,"3":5.17}' style="overflow:hidden;padding:0px 3px 0px 3px;vertical-align:bottom;text-align:center;">5.17</td> <td data-sheets-numberformat='{"1":2,"2":"0","3":1}' data-sheets-value='{"1":3,"3":83}' style="overflow:hidden;padding:0px 3px 0px 3px;vertical-align:bottom;text-align:center;">83</td> <td data-sheets-numberformat='{"1":2,"2":"0","3":1}' data-sheets-value='{"1":3,"3":76}' style="overflow:hidden;padding:0px 3px 0px 3px;vertical-align:bottom;text-align:center;">76</td> <td data-sheets-numberformat='{"1":2,"2":"0","3":1}' data-sheets-value='{"1":2,"2":"-"}' style="border-right:1px solid #000000;overflow:hidden;padding:0px 3px 0px 3px;vertical-align:bottom;text-align:center;">-</td> </tr> <tr style="height:20px;"> <td style="border-left:1px solid #000000;overflow:hidden;padding:0px 3px 0px 3px;vertical-align:bottom;font-weight:bold;"></td> <td data-sheets-value='{"1":2,"2":"Double-walled"}' style="overflow:hidden;padding:0px 3px 0px 3px;vertical-align:bottom;font-weight:bold;">Double-walled</td> <td data-sheets-value='{"1":2,"2":"Clear (H/H)"}' style="border-right:1px solid #000000;overflow:hidden;padding:0px 3px 0px 3px;vertical-align:bottom;font-weight:bold;">Clear (H/H)</td> <td data-sheets-numberformat='{"1":2,"2":"0.00","3":1}' data-sheets-value='{"1":3,"3":2.9}' style="overflow:hidden;padding:0px 3px 0px 3px;vertical-align:bottom;text-align:center;">2.90</td> <td data-sheets-numberformat='{"1":2,"2":"0","3":1}' data-sheets-value='{"1":3,"3":81}' style="overflow:hidden;padding:0px 3px 0px 3px;vertical-align:bottom;text-align:center;">81</td> <td data-sheets-numberformat='{"1":2,"2":"0","3":1}' data-sheets-value='{"1":3,"3":75}' style="overflow:hidden;padding:0px 3px 0px 3px;vertical-align:bottom;text-align:center;">75</td> <td data-sheets-numberformat='{"1":2,"2":"0","3":1}' data-sheets-value='{"1":3,"3":20}' style="border-right:1px solid #000000;overflow:hidden;padding:0px 3px 0px 3px;vertical-align:bottom;text-align:center;">20</td> </tr> <tr style="height:20px;"> <td style="border-left:1px solid #000000;overflow:hidden;padding:0px 3px 0px 3px;vertical-align:bottom;font-weight:bold;"></td> <td data-sheets-value='{"1":2,"2":"Double-walled"}' style="overflow:hidden;padding:0px 3px 0px 3px;vertical-align:bottom;font-weight:bold;">Double-walled</td> <td data-sheets-value='{"1":2,"2":"Opal (O/O)"}' style="border-right:1px solid #000000;overflow:hidden;padding:0px 3px 0px 3px;vertical-align:bottom;font-weight:bold;">Opal (O/O)</td> <td data-sheets-numberformat='{"1":2,"2":"0.00","3":1}' data-sheets-value='{"1":3,"3":2.9}' style="overflow:hidden;padding:0px 3px 0px 3px;vertical-align:bottom;text-align:center;">2.90</td> <td data-sheets-numberformat='{"1":2,"2":"0","3":1}' data-sheets-value='{"1":3,"3":69}' style="overflow:hidden;padding:0px 3px 0px 3px;vertical-align:bottom;text-align:center;">69</td> <td data-sheets-numberformat='{"1":2,"2":"0","3":1}' data-sheets-value='{"1":3,"3":58}' style="overflow:hidden;padding:0px 3px 0px 3px;vertical-align:bottom;text-align:center;">58</td> <td data-sheets-numberformat='{"1":2,"2":"0","3":1}' data-sheets-value='{"1":3,"3":20}' style="border-right:1px solid #000000;overflow:hidden;padding:0px 3px 0px 3px;vertical-align:bottom;text-align:center;">20</td> </tr> <tr style="height:20px;"> <td style="border-left:1px solid #000000;overflow:hidden;padding:0px 3px 0px 3px;vertical-align:bottom;font-weight:bold;"></td> <td data-sheets-value='{"1":2,"2":"Triple-walled"}' style="overflow:hidden;padding:0px 3px 0px 3px;vertical-align:bottom;font-weight:bold;">Triple-walled</td> <td data-sheets-value='{"1":2,"2":"Clear (H/H/H)"}' style="border-right:1px solid #000000;overflow:hidden;padding:0px 3px 0px 3px;vertical-align:bottom;font-weight:bold;">Clear (H/H/H)</td> <td data-sheets-numberformat='{"1":2,"2":"0.00","3":1}' data-sheets-value='{"1":3,"3":1.7}' style="overflow:hidden;padding:0px 3px 0px 3px;vertical-align:bottom;text-align:center;">1.70</td> <td data-sheets-numberformat='{"1":2,"2":"0","3":1}' data-sheets-value='{"1":3,"3":73}' style="overflow:hidden;padding:0px 3px 0px 3px;vertical-align:bottom;text-align:center;">73</td> <td data-sheets-numberformat='{"1":2,"2":"0","3":1}' data-sheets-value='{"1":3,"3":65}' style="overflow:hidden;padding:0px 3px 0px 3px;vertical-align:bottom;text-align:center;">65</td> <td data-sheets-numberformat='{"1":2,"2":"0","3":1}' data-sheets-value='{"1":3,"3":22}' style="border-right:1px solid #000000;overflow:hidden;padding:0px 3px 0px 3px;vertical-align:bottom;text-align:center;">22</td> </tr> <tr style="height:20px;"> <td style="border-left:1px solid #000000;overflow:hidden;padding:0px 3px 0px 3px;vertical-align:bottom;font-weight:bold;"></td> <td data-sheets-value='{"1":2,"2":"Triple-walled"}' style="overflow:hidden;padding:0px 3px 0px 3px;vertical-align:bottom;font-weight:bold;">Triple-walled</td> <td data-sheets-value='{"1":2,"2":"Opal (O/H/O)"}' style="border-right:1px solid #000000;overflow:hidden;padding:0px 3px 0px 3px;vertical-align:bottom;font-weight:bold;">Opal (O/H/O)</td> <td data-sheets-numberformat='{"1":2,"2":"0.00","3":1}' data-sheets-value='{"1":3,"3":1.7}' style="overflow:hidden;padding:0px 3px 0px 3px;vertical-align:bottom;text-align:center;">1.70</td> <td data-sheets-numberformat='{"1":2,"2":"0","3":1}' data-sheets-value='{"1":3,"3":62}' style="overflow:hidden;padding:0px 3px 0px 3px;vertical-align:bottom;text-align:center;">62</td> <td data-sheets-numberformat='{"1":2,"2":"0","3":1}' data-sheets-value='{"1":3,"3":51}' style="overflow:hidden;padding:0px 3px 0px 3px;vertical-align:bottom;text-align:center;">51</td> <td data-sheets-numberformat='{"1":2,"2":"0","3":1}' data-sheets-value='{"1":3,"3":22}' style="border-right:1px solid #000000;overflow:hidden;padding:0px 3px 0px 3px;vertical-align:bottom;text-align:center;">22</td> </tr> <tr style="height:20px;"> <td style="border-left:1px solid #000000;overflow:hidden;padding:0px 3px 0px 3px;vertical-align:bottom;font-weight:bold;"></td> <td data-sheets-value='{"1":2,"2":"Four-walled"}' style="overflow:hidden;padding:0px 3px 0px 3px;vertical-align:bottom;font-weight:bold;">Four-walled</td> <td data-sheets-value='{"1":2,"2":"Clear (H/H/H/H)"}' style="border-right:1px solid #000000;overflow:hidden;padding:0px 3px 0px 3px;vertical-align:bottom;font-weight:bold;">Clear (H/H/H/H)</td> <td data-sheets-numberformat='{"1":2,"2":"0.00","3":1}' data-sheets-value='{"1":3,"3":1.28}' style="overflow:hidden;padding:0px 3px 0px 3px;vertical-align:bottom;text-align:center;">1.28</td> <td data-sheets-numberformat='{"1":2,"2":"0","3":1}' data-sheets-value='{"1":3,"3":64}' style="overflow:hidden;padding:0px 3px 0px 3px;vertical-align:bottom;text-align:center;">64</td> <td data-sheets-numberformat='{"1":2,"2":"0","3":1}' data-sheets-value='{"1":3,"3":54}' style="overflow:hidden;padding:0px 3px 0px 3px;vertical-align:bottom;text-align:center;">54</td> <td data-sheets-numberformat='{"1":2,"2":"0","3":1}' data-sheets-value='{"1":3,"3":23}' style="border-right:1px solid #000000;overflow:hidden;padding:0px 3px 0px 3px;vertical-align:bottom;text-align:center;">23</td> </tr> <tr style="height:20px;"> <td style="border-bottom:1px solid #000000;border-left:1px solid #000000;overflow:hidden;padding:0px 3px 0px 3px;vertical-align:bottom;"></td> <td data-sheets-value='{"1":2,"2":"Four-walled"}' style="border-bottom:1px solid #000000;overflow:hidden;padding:0px 3px 0px 3px;vertical-align:bottom;font-weight:bold;">Four-walled</td> <td data-sheets-value='{"1":2,"2":"Opal (H/H/O/H)"}' style="border-right:1px solid #000000;border-bottom:1px solid #000000;overflow:hidden;padding:0px 3px 0px 3px;vertical-align:bottom;font-weight:bold;">Opal (H/H/O/H)</td> <td data-sheets-numberformat='{"1":2,"2":"0.00","3":1}' data-sheets-value='{"1":3,"3":1.28}' style="border-bottom:1px solid #000000;overflow:hidden;padding:0px 3px 0px 3px;vertical-align:bottom;text-align:center;">1.28</td> <td data-sheets-numberformat='{"1":2,"2":"0","3":1}' data-sheets-value='{"1":3,"3":59}' style="border-bottom:1px solid #000000;overflow:hidden;padding:0px 3px 0px 3px;vertical-align:bottom;text-align:center;">59</td> <td data-sheets-numberformat='{"1":2,"2":"0","3":1}' data-sheets-value='{"1":3,"3":48}' style="border-bottom:1px solid #000000;overflow:hidden;padding:0px 3px 0px 3px;vertical-align:bottom;text-align:center;">48</td> <td data-sheets-numberformat='{"1":2,"2":"0","3":1}' data-sheets-value='{"1":3,"3":23}' style="border-right:1px solid #000000;border-bottom:1px solid #000000;overflow:hidden;padding:0px 3px 0px 3px;vertical-align:bottom;text-align:center;">23</td> </tr> <tr style="height:20px;"> <td data-sheets-value='{"1":2,"2":"Polycarbonate "}' style="border-left:1px solid #000000;overflow:hidden;padding:0px 3px 0px 3px;vertical-align:bottom;font-weight:bold;">Polycarbonate </td> <td data-sheets-value='{"1":2,"2":"Single-walled"}' style="overflow:hidden;padding:0px 3px 0px 3px;vertical-align:bottom;font-weight:bold;">Single-walled</td> <td data-sheets-value='{"1":2,"2":"Clear (A)"}' style="border-right:1px solid #000000;overflow:hidden;padding:0px 3px 0px 3px;vertical-align:bottom;font-weight:bold;">Clear (A)</td> <td data-sheets-numberformat='{"1":2,"2":"0.00","3":1}' data-sheets-value='{"1":3,"3":5.17}' style="overflow:hidden;padding:0px 3px 0px 3px;vertical-align:bottom;text-align:center;">5.17</td> <td data-sheets-numberformat='{"1":2,"2":"0","3":1}' data-sheets-value='{"1":3,"3":88}' style="overflow:hidden;padding:0px 3px 0px 3px;vertical-align:bottom;text-align:center;">88</td> <td data-sheets-numberformat='{"1":2,"2":"0","3":1}' data-sheets-value='{"1":3,"3":83}' style="overflow:hidden;padding:0px 3px 0px 3px;vertical-align:bottom;text-align:center;">83</td> <td data-sheets-numberformat='{"1":2,"2":"0","3":1}' data-sheets-value='{"1":2,"2":"-"}' style="border-right:1px solid #000000;overflow:hidden;padding:0px 3px 0px 3px;vertical-align:bottom;text-align:center;">-</td> </tr> <tr style="height:20px;"> <td data-sheets-value='{"1":2,"2":"PC"}' style="border-left:1px solid #000000;overflow:hidden;padding:0px 3px 0px 3px;vertical-align:bottom;font-weight:bold;">PC</td> <td data-sheets-value='{"1":2,"2":"Single-walled"}' style="overflow:hidden;padding:0px 3px 0px 3px;vertical-align:bottom;font-weight:bold;">Single-walled</td> <td data-sheets-value='{"1":2,"2":"Opal (D)"}' style="border-right:1px solid #000000;overflow:hidden;padding:0px 3px 0px 3px;vertical-align:bottom;font-weight:bold;">Opal (D)</td> <td data-sheets-numberformat='{"1":2,"2":"0.00","3":1}' data-sheets-value='{"1":3,"3":5.17}' style="overflow:hidden;padding:0px 3px 0px 3px;vertical-align:bottom;text-align:center;">5.17</td> <td data-sheets-numberformat='{"1":2,"2":"0","3":1}' data-sheets-value='{"1":3,"3":58}' style="overflow:hidden;padding:0px 3px 0px 3px;vertical-align:bottom;text-align:center;">58</td> <td data-sheets-numberformat='{"1":2,"2":"0","3":1}' data-sheets-value='{"1":3,"3":60}' style="overflow:hidden;padding:0px 3px 0px 3px;vertical-align:bottom;text-align:center;">60</td> <td data-sheets-numberformat='{"1":2,"2":"0","3":1}' data-sheets-value='{"1":2,"2":"-"}' style="border-right:1px solid #000000;overflow:hidden;padding:0px 3px 0px 3px;vertical-align:bottom;text-align:center;">-</td> </tr> <tr style="height:20px;"> <td style="border-left:1px solid #000000;overflow:hidden;padding:0px 3px 0px 3px;vertical-align:bottom;font-weight:bold;"></td> <td data-sheets-value='{"1":2,"2":"Double-walled"}' style="overflow:hidden;padding:0px 3px 0px 3px;vertical-align:bottom;font-weight:bold;">Double-walled</td> <td data-sheets-value='{"1":2,"2":"Clear (A/H)"}' style="border-right:1px solid #000000;overflow:hidden;padding:0px 3px 0px 3px;vertical-align:bottom;font-weight:bold;">Clear (A/H)</td> <td data-sheets-numberformat='{"1":2,"2":"0.00","3":1}' data-sheets-value='{"1":3,"3":2.9}' style="overflow:hidden;padding:0px 3px 0px 3px;vertical-align:bottom;text-align:center;">2.90</td> <td data-sheets-numberformat='{"1":2,"2":"0","3":1}' data-sheets-value='{"1":3,"3":79}' style="overflow:hidden;padding:0px 3px 0px 3px;vertical-align:bottom;text-align:center;">79</td> <td data-sheets-numberformat='{"1":2,"2":"0","3":1}' data-sheets-value='{"1":3,"3":72}' style="overflow:hidden;padding:0px 3px 0px 3px;vertical-align:bottom;text-align:center;">72</td> <td data-sheets-numberformat='{"1":2,"2":"0","3":1}' data-sheets-value='{"1":3,"3":20}' style="border-right:1px solid #000000;overflow:hidden;padding:0px 3px 0px 3px;vertical-align:bottom;text-align:center;">20</td> </tr> <tr style="height:20px;"> <td style="border-left:1px solid #000000;overflow:hidden;padding:0px 3px 0px 3px;vertical-align:bottom;font-weight:bold;"></td> <td data-sheets-value='{"1":2,"2":"Double-walled"}' style="overflow:hidden;padding:0px 3px 0px 3px;vertical-align:bottom;font-weight:bold;">Double-walled</td> <td data-sheets-value='{"1":2,"2":"Clear (A/A)"}' style="border-right:1px solid #000000;overflow:hidden;padding:0px 3px 0px 3px;vertical-align:bottom;font-weight:bold;">Clear (A/A)</td> <td data-sheets-numberformat='{"1":2,"2":"0.00","3":1}' data-sheets-value='{"1":3,"3":2.9}' style="overflow:hidden;padding:0px 3px 0px 3px;vertical-align:bottom;text-align:center;">2.90</td> <td data-sheets-numberformat='{"1":2,"2":"0","3":1}' data-sheets-value='{"1":3,"3":77}' style="overflow:hidden;padding:0px 3px 0px 3px;vertical-align:bottom;text-align:center;">77</td> <td data-sheets-numberformat='{"1":2,"2":"0","3":1}' data-sheets-value='{"1":3,"3":69}' style="overflow:hidden;padding:0px 3px 0px 3px;vertical-align:bottom;text-align:center;">69</td> <td data-sheets-numberformat='{"1":2,"2":"0","3":1}' data-sheets-value='{"1":3,"3":20}' style="border-right:1px solid #000000;overflow:hidden;padding:0px 3px 0px 3px;vertical-align:bottom;text-align:center;">20</td> </tr> <tr style="height:20px;"> <td style="border-left:1px solid #000000;overflow:hidden;padding:0px 3px 0px 3px;vertical-align:bottom;font-weight:bold;"></td> <td data-sheets-value='{"1":2,"2":"Double-walled"}' style="overflow:hidden;padding:0px 3px 0px 3px;vertical-align:bottom;font-weight:bold;">Double-walled</td> <td data-sheets-value='{"1":2,"2":"Opal (A/O)"}' style="border-right:1px solid #000000;overflow:hidden;padding:0px 3px 0px 3px;vertical-align:bottom;font-weight:bold;">Opal (A/O)</td> <td data-sheets-numberformat='{"1":2,"2":"0.00","3":1}' data-sheets-value='{"1":3,"3":2.9}' style="overflow:hidden;padding:0px 3px 0px 3px;vertical-align:bottom;text-align:center;">2.90</td> <td data-sheets-numberformat='{"1":2,"2":"0","3":1}' data-sheets-value='{"1":3,"3":73}' style="overflow:hidden;padding:0px 3px 0px 3px;vertical-align:bottom;text-align:center;">73</td> <td data-sheets-numberformat='{"1":2,"2":"0","3":1}' data-sheets-value='{"1":3,"3":63}' style="overflow:hidden;padding:0px 3px 0px 3px;vertical-align:bottom;text-align:center;">63</td> <td data-sheets-numberformat='{"1":2,"2":"0","3":1}' data-sheets-value='{"1":3,"3":20}' style="border-right:1px solid #000000;overflow:hidden;padding:0px 3px 0px 3px;vertical-align:bottom;text-align:center;">20</td> </tr> <tr style="height:20px;"> <td style="border-left:1px solid #000000;overflow:hidden;padding:0px 3px 0px 3px;vertical-align:bottom;font-weight:bold;"></td> <td data-sheets-value='{"1":2,"2":"Double-walled"}' style="overflow:hidden;padding:0px 3px 0px 3px;vertical-align:bottom;font-weight:bold;">Double-walled</td> <td data-sheets-value='{"1":2,"2":"Opal (A/D)"}' style="border-right:1px solid #000000;overflow:hidden;padding:0px 3px 0px 3px;vertical-align:bottom;font-weight:bold;">Opal (A/D)</td> <td data-sheets-numberformat='{"1":2,"2":"0.00","3":1}' data-sheets-value='{"1":3,"3":2.9}' style="overflow:hidden;padding:0px 3px 0px 3px;vertical-align:bottom;text-align:center;">2.90</td> <td data-sheets-numberformat='{"1":2,"2":"0","3":1}' data-sheets-value='{"1":3,"3":51}' style="overflow:hidden;padding:0px 3px 0px 3px;vertical-align:bottom;text-align:center;">51</td> <td data-sheets-numberformat='{"1":2,"2":"0","3":1}' data-sheets-value='{"1":3,"3":50}' style="overflow:hidden;padding:0px 3px 0px 3px;vertical-align:bottom;text-align:center;">50</td> <td data-sheets-numberformat='{"1":2,"2":"0","3":1}' data-sheets-value='{"1":3,"3":20}' style="border-right:1px solid #000000;overflow:hidden;padding:0px 3px 0px 3px;vertical-align:bottom;text-align:center;">20</td> </tr> <tr style="height:20px;"> <td style="border-left:1px solid #000000;overflow:hidden;padding:0px 3px 0px 3px;vertical-align:bottom;font-weight:bold;"></td> <td data-sheets-value='{"1":2,"2":"Triple-walled"}' style="overflow:hidden;padding:0px 3px 0px 3px;vertical-align:bottom;font-weight:bold;">Triple-walled</td> <td data-sheets-value='{"1":2,"2":"Clear (A/H/H)"}' style="border-right:1px solid #000000;overflow:hidden;padding:0px 3px 0px 3px;vertical-align:bottom;font-weight:bold;">Clear (A/H/H)</td> <td data-sheets-numberformat='{"1":2,"2":"0.00","3":1}' data-sheets-value='{"1":3,"3":1.7}' style="overflow:hidden;padding:0px 3px 0px 3px;vertical-align:bottom;text-align:center;">1.70</td> <td data-sheets-numberformat='{"1":2,"2":"0","3":1}' data-sheets-value='{"1":3,"3":71}' style="overflow:hidden;padding:0px 3px 0px 3px;vertical-align:bottom;text-align:center;">71</td> <td data-sheets-numberformat='{"1":2,"2":"0","3":1}' data-sheets-value='{"1":3,"3":63}' style="overflow:hidden;padding:0px 3px 0px 3px;vertical-align:bottom;text-align:center;">63</td> <td data-sheets-numberformat='{"1":2,"2":"0","3":1}' data-sheets-value='{"1":3,"3":22}' style="border-right:1px solid #000000;overflow:hidden;padding:0px 3px 0px 3px;vertical-align:bottom;text-align:center;">22</td> </tr> <tr style="height:20px;"> <td style="border-left:1px solid #000000;overflow:hidden;padding:0px 3px 0px 3px;vertical-align:bottom;font-weight:bold;"></td> <td data-sheets-value='{"1":2,"2":"Triple-walled"}' style="overflow:hidden;padding:0px 3px 0px 3px;vertical-align:bottom;font-weight:bold;">Triple-walled</td> <td data-sheets-value='{"1":2,"2":"Opal (A/O/O)"}' style="border-right:1px solid #000000;overflow:hidden;padding:0px 3px 0px 3px;vertical-align:bottom;font-weight:bold;">Opal (A/O/O)</td> <td data-sheets-numberformat='{"1":2,"2":"0.00","3":1}' data-sheets-value='{"1":3,"3":1.7}' style="overflow:hidden;padding:0px 3px 0px 3px;vertical-align:bottom;text-align:center;">1.70</td> <td data-sheets-numberformat='{"1":2,"2":"0","3":1}' data-sheets-value='{"1":3,"3":61}' style="overflow:hidden;padding:0px 3px 0px 3px;vertical-align:bottom;text-align:center;">61</td> <td data-sheets-numberformat='{"1":2,"2":"0","3":1}' data-sheets-value='{"1":3,"3":48}' style="overflow:hidden;padding:0px 3px 0px 3px;vertical-align:bottom;text-align:center;">48</td> <td data-sheets-numberformat='{"1":2,"2":"0","3":1}' data-sheets-value='{"1":3,"3":22}' style="border-right:1px solid #000000;overflow:hidden;padding:0px 3px 0px 3px;vertical-align:bottom;text-align:center;">22</td> </tr> <tr style="height:20px;"> <td style="border-left:1px solid #000000;overflow:hidden;padding:0px 3px 0px 3px;vertical-align:bottom;font-weight:bold;"></td> <td data-sheets-value='{"1":2,"2":"Four-walled"}' style="overflow:hidden;padding:0px 3px 0px 3px;vertical-align:bottom;font-weight:bold;">Four-walled</td> <td data-sheets-value='{"1":2,"2":"Clear (A/H/H/H)"}' style="border-right:1px solid #000000;overflow:hidden;padding:0px 3px 0px 3px;vertical-align:bottom;font-weight:bold;">Clear (A/H/H/H)</td> <td data-sheets-numberformat='{"1":2,"2":"0.00","3":1}' data-sheets-value='{"1":3,"3":1.28}' style="overflow:hidden;padding:0px 3px 0px 3px;vertical-align:bottom;text-align:center;">1.28</td> <td data-sheets-numberformat='{"1":2,"2":"0","3":1}' data-sheets-value='{"1":3,"3":64}' style="overflow:hidden;padding:0px 3px 0px 3px;vertical-align:bottom;text-align:center;">64</td> <td data-sheets-numberformat='{"1":2,"2":"0","3":1}' data-sheets-value='{"1":3,"3":52}' style="overflow:hidden;padding:0px 3px 0px 3px;vertical-align:bottom;text-align:center;">52</td> <td data-sheets-numberformat='{"1":2,"2":"0","3":1}' data-sheets-value='{"1":3,"3":23}' style="border-right:1px solid #000000;overflow:hidden;padding:0px 3px 0px 3px;vertical-align:bottom;text-align:center;">23</td> </tr> <tr style="height:20px;"> <td style="border-bottom:1px solid #000000;border-left:1px solid #000000;overflow:hidden;padding:0px 3px 0px 3px;vertical-align:bottom;"></td> <td data-sheets-value='{"1":2,"2":"Four-walled"}' style="border-bottom:1px solid #000000;overflow:hidden;padding:0px 3px 0px 3px;vertical-align:bottom;font-weight:bold;">Four-walled</td> <td data-sheets-value='{"1":2,"2":"Opal (A/H/O/H)"}' style="border-right:1px solid #000000;border-bottom:1px solid #000000;overflow:hidden;padding:0px 3px 0px 3px;vertical-align:bottom;font-weight:bold;">Opal (A/H/O/H)</td> <td data-sheets-numberformat='{"1":2,"2":"0.00","3":1}' data-sheets-value='{"1":3,"3":1.28}' style="border-bottom:1px solid #000000;overflow:hidden;padding:0px 3px 0px 3px;vertical-align:bottom;text-align:center;">1.28</td> <td data-sheets-numberformat='{"1":2,"2":"0","3":1}' data-sheets-value='{"1":3,"3":59}' style="border-bottom:1px solid #000000;overflow:hidden;padding:0px 3px 0px 3px;vertical-align:bottom;text-align:center;">59</td> <td data-sheets-numberformat='{"1":2,"2":"0","3":1}' data-sheets-value='{"1":3,"3":46}' style="border-bottom:1px solid #000000;overflow:hidden;padding:0px 3px 0px 3px;vertical-align:bottom;text-align:center;">46</td> <td data-sheets-numberformat='{"1":2,"2":"0","3":1}' data-sheets-value='{"1":3,"3":23}' style="border-right:1px solid #000000;border-bottom:1px solid #000000;overflow:hidden;padding:0px 3px 0px 3px;vertical-align:bottom;text-align:center;">23</td> </tr> <tr style="height:20px;"> <td data-sheets-value='{"1":2,"2":"Polycarbonate"}' style="border-left:1px solid #000000;overflow:hidden;padding:0px 3px 0px 3px;vertical-align:bottom;font-weight:bold;">Polycarbonate</td> <td data-sheets-value='{"1":2,"2":"Single-walled"}' style="overflow:hidden;padding:0px 3px 0px 3px;vertical-align:bottom;font-weight:bold;">Single-walled</td> <td data-sheets-value='{"1":2,"2":"Heatstop Opal (T)"}' style="border-right:1px solid #000000;overflow:hidden;padding:0px 3px 0px 3px;vertical-align:bottom;font-weight:bold;">Heatstop Opal (T)</td> <td data-sheets-numberformat='{"1":2,"2":"0.00","3":1}' data-sheets-value='{"1":3,"3":5.17}' style="overflow:hidden;padding:0px 3px 0px 3px;vertical-align:bottom;text-align:center;">5.17</td> <td data-sheets-numberformat='{"1":2,"2":"0","3":1}' data-sheets-value='{"1":3,"3":49}' style="overflow:hidden;padding:0px 3px 0px 3px;vertical-align:bottom;text-align:center;">49</td> <td data-sheets-numberformat='{"1":2,"2":"0","3":1}' data-sheets-value='{"1":3,"3":59}' style="overflow:hidden;padding:0px 3px 0px 3px;vertical-align:bottom;text-align:center;">59</td> <td data-sheets-numberformat='{"1":2,"2":"0","3":1}' data-sheets-value='{"1":2,"2":"-"}' style="border-right:1px solid #000000;overflow:hidden;padding:0px 3px 0px 3px;vertical-align:bottom;text-align:center;">-</td> </tr> <tr style="height:20px;"> <td data-sheets-value='{"1":2,"2":"Heatstop PC"}' style="border-left:1px solid #000000;overflow:hidden;padding:0px 3px 0px 3px;vertical-align:bottom;font-weight:bold;">Heatstop PC</td> <td data-sheets-value='{"1":2,"2":"Double-walled"}' style="overflow:hidden;padding:0px 3px 0px 3px;vertical-align:bottom;font-weight:bold;">Double-walled</td> <td data-sheets-value='{"1":2,"2":"Clear (T/H)"}' style="border-right:1px solid #000000;overflow:hidden;padding:0px 3px 0px 3px;vertical-align:bottom;font-weight:bold;">Clear (T/H)</td> <td data-sheets-numberformat='{"1":2,"2":"0.00","3":1}' data-sheets-value='{"1":3,"3":2.9}' style="overflow:hidden;padding:0px 3px 0px 3px;vertical-align:bottom;text-align:center;">2.90</td> <td data-sheets-numberformat='{"1":2,"2":"0","3":1}' data-sheets-value='{"1":3,"3":44}' style="overflow:hidden;padding:0px 3px 0px 3px;vertical-align:bottom;text-align:center;">44</td> <td data-sheets-numberformat='{"1":2,"2":"0","3":1}' data-sheets-value='{"1":3,"3":51}' style="overflow:hidden;padding:0px 3px 0px 3px;vertical-align:bottom;text-align:center;">51</td> <td data-sheets-numberformat='{"1":2,"2":"0","3":1}' data-sheets-value='{"1":3,"3":20}' style="border-right:1px solid #000000;overflow:hidden;padding:0px 3px 0px 3px;vertical-align:bottom;text-align:center;">20</td> </tr> <tr style="height:20px;"> <td style="border-left:1px solid #000000;overflow:hidden;padding:0px 3px 0px 3px;vertical-align:bottom;font-weight:bold;"></td> <td data-sheets-value='{"1":2,"2":"Double-walled"}' style="overflow:hidden;padding:0px 3px 0px 3px;vertical-align:bottom;font-weight:bold;">Double-walled</td> <td data-sheets-value='{"1":2,"2":"Opal (T/O)"}' style="border-right:1px solid #000000;overflow:hidden;padding:0px 3px 0px 3px;vertical-align:bottom;font-weight:bold;">Opal (T/O)</td> <td data-sheets-numberformat='{"1":2,"2":"0.00","3":1}' data-sheets-value='{"1":3,"3":2.9}' style="overflow:hidden;padding:0px 3px 0px 3px;vertical-align:bottom;text-align:center;">2.90</td> <td data-sheets-numberformat='{"1":2,"2":"0","3":1}' data-sheets-value='{"1":3,"3":41}' style="overflow:hidden;padding:0px 3px 0px 3px;vertical-align:bottom;text-align:center;">41</td> <td data-sheets-numberformat='{"1":2,"2":"0","3":1}' data-sheets-value='{"1":3,"3":45}' style="overflow:hidden;padding:0px 3px 0px 3px;vertical-align:bottom;text-align:center;">45</td> <td data-sheets-numberformat='{"1":2,"2":"0","3":1}' data-sheets-value='{"1":3,"3":20}' style="border-right:1px solid #000000;overflow:hidden;padding:0px 3px 0px 3px;vertical-align:bottom;text-align:center;">20</td> </tr> <tr style="height:20px;"> <td style="border-left:1px solid #000000;overflow:hidden;padding:0px 3px 0px 3px;vertical-align:bottom;font-weight:bold;"></td> <td data-sheets-value='{"1":2,"2":"Triple-walled"}' style="overflow:hidden; | skylux-160-ce-met-koepel-en-polyester-opstand-30-20-met-lm-motor-1000-x-2500-mm | 8586010820941 | 46872307106125
Smoke and heat exhaust (SHEV) | SHE system | Skylux | Skylux 160° CE with skylight and polyester curb 30/20 with double LM-actuator 1300 x 2500 mm |  | 50713 | 5412970507130 | 8519.65 | Yes | 30-45 | 123.29 | 1300 x 2500 mm | 2500 | 1300 |  | polyester 30/20 (30 cm high & roof opening = 20 cm larger than daylight size) | Rectangular | 5.17 W/m²K - 1.28 W/m²K | 87% - 32% | 90% - 32% | 20dB - 23dB | 160° CE (for industry) | skylight | without spoiler | E | Double actuator | Maximum four-walled skylight possible for this product | Ut-value LT-value g-value Rw-value EN 1873 : 2014 EN ISO 13468 EN 16153 EN 410 EN 410 EN ISO 140-3 Material Walls Shells (W/m²K) (%) (%) (dB) Acrylic Single-walled Clear (H) 5.17 90 87 - PMMA Single-walled Opal (O) 5.17 83 76 - Double-walled Clear (H/H) 2.90 81 75 20 Double-walled Opal (O/O) 2.90 69 58 20 Triple-walled Clear (H/H/H) 1.70 73 65 22 Triple-walled Opal (O/H/O) 1.70 62 51 22 Four-walled Clear (H/H/H/H) 1.28 64 54 23 Four-walled Opal (H/H/O/H) 1.28 59 48 23 Polycarbonate Single-walled Clear (A) 5.17 88 83 - PC Single-walled Opal (D) 5.17 58 60 - Double-walled Clear (A/H) 2.90 79 72 20 Double-walled Clear (A/A) 2.90 77 69 20 Double-walled Opal (A/O) 2.90 73 63 20 Double-walled Opal (A/D) 2.90 51 50 20 Triple-walled Clear (A/H/H) 1.70 71 63 22 Triple-walled Opal (A/O/O) 1.70 61 48 22 Four-walled Clear (A/H/H/H) 1.28 64 52 23 Four-walled Opal (A/H/O/H) 1.28 59 46 23 Polycarbonate Single-walled Heatstop Opal (T) 5.17 49 59 - Heatstop PC Double-walled Clear (T/H) 2.90 44 51 20 Double-walled Opal (T/O) 2.90 41 45 20 Triple-walled Clear (T/H/H) 1.70 40 <td data-sheets-numberformat='{"1":2,"2":"0","3":1}' data-sheets-value='{"1":3,"3":44}' style="overflow:hidden;paddin | https://skylux.eu/en/products/skylux-160-ce-met-koepel-en-polyester-opstand-30-20-met-lm-motor-1300-x-2500-mm | https://skylux.eu/cdn/shop/files/Skylux-160deg-CE-met-koepel-en-polyester-opstand-3020-met-dubbele-LM-motor-1300-x-2500-mm-RWA-systeem.jpg?v=1702977980&width=1600 | https://skylux.eu/cdn/shop/files/e5a82811-1bb0-48e4-a776-cacb59c7c092_19911d72-d914-4cf4-98ca-cce937feb0b5.jpg?v=1688550520&width=1600 | //skylux.eu/cdn/shop/files/E_MH_Mounting_instructions_Skylux_160_CE_LM.pdf?v=12406716259046007223 | //skylux.eu/cdn/shop/files/E_TD_Technical_File_Skylux_Skylux_160_CE_Electric.pdf?v=3667116872303399239 | <style type="text/css" id="isPasted"> <!--td { border: 1px solid #cccccc; } br { mso-data-placement: same-cell; } --> </style> <table border="1" cellpadding="0" cellspacing="0" dir="ltr" style="table-layout:fixed;font-size:10pt;font-family:Arial;border-collapse:collapse;border:none;"><tbody> <tr style="height:20px;"> <td style="overflow:hidden;padding:0px 3px 0px 3px;vertical-align:bottom;"></td> <td style="overflow:hidden;padding:0px 3px 0px 3px;vertical-align:bottom;"></td> <td style="overflow:hidden;padding:0px 3px 0px 3px;vertical-align:bottom;"></td> <td data-sheets-value='{"1":2,"2":"Ut-value"}' style="overflow:hidden;padding:0px 3px 0px 3px;vertical-align:bottom;font-weight:bold;text-align:center;">Ut-value</td> <td data-sheets-value='{"1":2,"2":"LT-value"}' style="overflow:hidden;padding:0px 3px 0px 3px;vertical-align:bottom;font-weight:bold;text-align:center;">LT-value</td> <td data-sheets-value='{"1":2,"2":"g-value"}' style="overflow:hidden;padding:0px 3px 0px 3px;vertical-align:bottom;font-weight:bold;text-align:center;">g-value</td> <td data-sheets-value='{"1":2,"2":"Rw-value "}' style="overflow:hidden;padding:0px 3px 0px 3px;vertical-align:bottom;font-weight:bold;text-align:center;">Rw-value </td> </tr> <tr style="height:20px;"> <td style="overflow:hidden;padding:0px 3px 0px 3px;vertical-align:bottom;"></td> <td style="overflow:hidden;padding:0px 3px 0px 3px;vertical-align:bottom;"></td> <td style="overflow:hidden;padding:0px 3px 0px 3px;vertical-align:bottom;"></td> <td data-sheets-numberformat='{"1":2,"2":"0.00","3":1}' data-sheets-value='{"1":2,"2":"EN 1873 : 2014"}' style="overflow:hidden;padding:0px 3px 0px 3px;vertical-align:bottom;text-align:center;">EN 1873 : 2014</td> <td data-sheets-numberformat='{"1":2,"2":"0","3":1}' data-sheets-value='{"1":2,"2":"EN ISO 13468 EN 16153 EN 410"}' style="overflow:hidden;padding:0px 3px 0px 3px;vertical-align:bottom;text-align:center;">EN ISO 13468 EN 16153 EN 410</td> <td data-sheets-numberformat='{"1":2,"2":"0","3":1}' data-sheets-value='{"1":2,"2":"EN 410"}' style="overflow:hidden;padding:0px 3px 0px 3px;vertical-align:bottom;text-align:center;">EN 410</td> <td data-sheets-value='{"1":2,"2":"EN ISO 140-3\t\t"}' style="overflow:hidden;padding:0px 3px 0px 3px;vertical-align:bottom;text-align:center;">EN ISO 140-3 </td> </tr> <tr style="height:20px;"> <td data-sheets-value='{"1":2,"2":"Material"}' style="border-bottom:1px solid #000000;overflow:hidden;padding:0px 3px 0px 3px;vertical-align:bottom;background-color:#000000;font-weight:bold;color:#ffffff;">Material</td> <td data-sheets-value='{"1":2,"2":"Walls"}' style="border-bottom:1px solid #000000;overflow:hidden;padding:0px 3px 0px 3px;vertical-align:bottom;background-color:#000000;font-weight:bold;color:#ffffff;">Walls</td> <td data-sheets-value='{"1":2,"2":"Shells"}' style="border-bottom:1px solid #000000;overflow:hidden;padding:0px 3px 0px 3px;vertical-align:bottom;background-color:#000000;font-weight:bold;color:#ffffff;">Shells</td> <td data-sheets-numberformat='{"1":2,"2":"0.00","3":1}' data-sheets-value='{"1":2,"2":"(W/m²K)\t"}' style="border-bottom:1px solid #000000;overflow:hidden;padding:0px 3px 0px 3px;vertical-align:bottom;background-color:#000000;font-weight:bold;color:#ffffff;text-align:center;">(W/m²K) </td> <td data-sheets-numberformat='{"1":2,"2":"0","3":1}' data-sheets-value='{"1":2,"2":"(%)"}' style="border-bottom:1px solid #000000;overflow:hidden;padding:0px 3px 0px 3px;vertical-align:bottom;background-color:#000000;font-weight:bold;color:#ffffff;text-align:center;">(%)</td> <td data-sheets-numberformat='{"1":2,"2":"0","3":1}' data-sheets-value='{"1":2,"2":"(%)"}' style="border-bottom:1px solid #000000;overflow:hidden;padding:0px 3px 0px 3px;vertical-align:bottom;background-color:#000000;font-weight:bold;color:#ffffff;text-align:center;">(%)</td> <td data-sheets-value='{"1":2,"2":"(dB)"}' style="border-bottom:1px solid #000000;overflow:hidden;padding:0px 3px 0px 3px;vertical-align:bottom;background-color:#000000;font-weight:bold;color:#ffffff;text-align:center;">(dB)</td> </tr> <tr style="height:20px;"> <td data-sheets-value='{"1":2,"2":"Acrylic"}' style="border-left:1px solid #000000;overflow:hidden;padding:0px 3px 0px 3px;vertical-align:bottom;font-weight:bold;">Acrylic</td> <td data-sheets-value='{"1":2,"2":"Single-walled"}' style="overflow:hidden;padding:0px 3px 0px 3px;vertical-align:bottom;font-weight:bold;">Single-walled</td> <td data-sheets-value='{"1":2,"2":"Clear (H)"}' style="border-right:1px solid #000000;overflow:hidden;padding:0px 3px 0px 3px;vertical-align:bottom;font-weight:bold;">Clear (H)</td> <td data-sheets-numberformat='{"1":2,"2":"0.00","3":1}' data-sheets-value='{"1":3,"3":5.17}' style="overflow:hidden;padding:0px 3px 0px 3px;vertical-align:bottom;text-align:center;">5.17</td> <td data-sheets-numberformat='{"1":2,"2":"0","3":1}' data-sheets-value='{"1":3,"3":90}' style="overflow:hidden;padding:0px 3px 0px 3px;vertical-align:bottom;text-align:center;">90</td> <td data-sheets-numberformat='{"1":2,"2":"0","3":1}' data-sheets-value='{"1":3,"3":87}' style="overflow:hidden;padding:0px 3px 0px 3px;vertical-align:bottom;text-align:center;">87</td> <td data-sheets-numberformat='{"1":2,"2":"0","3":1}' data-sheets-value='{"1":2,"2":"-"}' style="border-right:1px solid #000000;overflow:hidden;padding:0px 3px 0px 3px;vertical-align:bottom;text-align:center;">-</td> </tr> <tr style="height:20px;"> <td data-sheets-value='{"1":2,"2":"PMMA"}' style="border-left:1px solid #000000;overflow:hidden;padding:0px 3px 0px 3px;vertical-align:bottom;font-weight:bold;">PMMA</td> <td data-sheets-value='{"1":2,"2":"Single-walled"}' style="overflow:hidden;padding:0px 3px 0px 3px;vertical-align:bottom;font-weight:bold;">Single-walled</td> <td data-sheets-value='{"1":2,"2":"Opal (O)"}' style="border-right:1px solid #000000;overflow:hidden;padding:0px 3px 0px 3px;vertical-align:bottom;font-weight:bold;">Opal (O)</td> <td data-sheets-numberformat='{"1":2,"2":"0.00","3":1}' data-sheets-value='{"1":3,"3":5.17}' style="overflow:hidden;padding:0px 3px 0px 3px;vertical-align:bottom;text-align:center;">5.17</td> <td data-sheets-numberformat='{"1":2,"2":"0","3":1}' data-sheets-value='{"1":3,"3":83}' style="overflow:hidden;padding:0px 3px 0px 3px;vertical-align:bottom;text-align:center;">83</td> <td data-sheets-numberformat='{"1":2,"2":"0","3":1}' data-sheets-value='{"1":3,"3":76}' style="overflow:hidden;padding:0px 3px 0px 3px;vertical-align:bottom;text-align:center;">76</td> <td data-sheets-numberformat='{"1":2,"2":"0","3":1}' data-sheets-value='{"1":2,"2":"-"}' style="border-right:1px solid #000000;overflow:hidden;padding:0px 3px 0px 3px;vertical-align:bottom;text-align:center;">-</td> </tr> <tr style="height:20px;"> <td style="border-left:1px solid #000000;overflow:hidden;padding:0px 3px 0px 3px;vertical-align:bottom;font-weight:bold;"></td> <td data-sheets-value='{"1":2,"2":"Double-walled"}' style="overflow:hidden;padding:0px 3px 0px 3px;vertical-align:bottom;font-weight:bold;">Double-walled</td> <td data-sheets-value='{"1":2,"2":"Clear (H/H)"}' style="border-right:1px solid #000000;overflow:hidden;padding:0px 3px 0px 3px;vertical-align:bottom;font-weight:bold;">Clear (H/H)</td> <td data-sheets-numberformat='{"1":2,"2":"0.00","3":1}' data-sheets-value='{"1":3,"3":2.9}' style="overflow:hidden;padding:0px 3px 0px 3px;vertical-align:bottom;text-align:center;">2.90</td> <td data-sheets-numberformat='{"1":2,"2":"0","3":1}' data-sheets-value='{"1":3,"3":81}' style="overflow:hidden;padding:0px 3px 0px 3px;vertical-align:bottom;text-align:center;">81</td> <td data-sheets-numberformat='{"1":2,"2":"0","3":1}' data-sheets-value='{"1":3,"3":75}' style="overflow:hidden;padding:0px 3px 0px 3px;vertical-align:bottom;text-align:center;">75</td> <td data-sheets-numberformat='{"1":2,"2":"0","3":1}' data-sheets-value='{"1":3,"3":20}' style="border-right:1px solid #000000;overflow:hidden;padding:0px 3px 0px 3px;vertical-align:bottom;text-align:center;">20</td> </tr> <tr style="height:20px;"> <td style="border-left:1px solid #000000;overflow:hidden;padding:0px 3px 0px 3px;vertical-align:bottom;font-weight:bold;"></td> <td data-sheets-value='{"1":2,"2":"Double-walled"}' style="overflow:hidden;padding:0px 3px 0px 3px;vertical-align:bottom;font-weight:bold;">Double-walled</td> <td data-sheets-value='{"1":2,"2":"Opal (O/O)"}' style="border-right:1px solid #000000;overflow:hidden;padding:0px 3px 0px 3px;vertical-align:bottom;font-weight:bold;">Opal (O/O)</td> <td data-sheets-numberformat='{"1":2,"2":"0.00","3":1}' data-sheets-value='{"1":3,"3":2.9}' style="overflow:hidden;padding:0px 3px 0px 3px;vertical-align:bottom;text-align:center;">2.90</td> <td data-sheets-numberformat='{"1":2,"2":"0","3":1}' data-sheets-value='{"1":3,"3":69}' style="overflow:hidden;padding:0px 3px 0px 3px;vertical-align:bottom;text-align:center;">69</td> <td data-sheets-numberformat='{"1":2,"2":"0","3":1}' data-sheets-value='{"1":3,"3":58}' style="overflow:hidden;padding:0px 3px 0px 3px;vertical-align:bottom;text-align:center;">58</td> <td data-sheets-numberformat='{"1":2,"2":"0","3":1}' data-sheets-value='{"1":3,"3":20}' style="border-right:1px solid #000000;overflow:hidden;padding:0px 3px 0px 3px;vertical-align:bottom;text-align:center;">20</td> </tr> <tr style="height:20px;"> <td style="border-left:1px solid #000000;overflow:hidden;padding:0px 3px 0px 3px;vertical-align:bottom;font-weight:bold;"></td> <td data-sheets-value='{"1":2,"2":"Triple-walled"}' style="overflow:hidden;padding:0px 3px 0px 3px;vertical-align:bottom;font-weight:bold;">Triple-walled</td> <td data-sheets-value='{"1":2,"2":"Clear (H/H/H)"}' style="border-right:1px solid #000000;overflow:hidden;padding:0px 3px 0px 3px;vertical-align:bottom;font-weight:bold;">Clear (H/H/H)</td> <td data-sheets-numberformat='{"1":2,"2":"0.00","3":1}' data-sheets-value='{"1":3,"3":1.7}' style="overflow:hidden;padding:0px 3px 0px 3px;vertical-align:bottom;text-align:center;">1.70</td> <td data-sheets-numberformat='{"1":2,"2":"0","3":1}' data-sheets-value='{"1":3,"3":73}' style="overflow:hidden;padding:0px 3px 0px 3px;vertical-align:bottom;text-align:center;">73</td> <td data-sheets-numberformat='{"1":2,"2":"0","3":1}' data-sheets-value='{"1":3,"3":65}' style="overflow:hidden;padding:0px 3px 0px 3px;vertical-align:bottom;text-align:center;">65</td> <td data-sheets-numberformat='{"1":2,"2":"0","3":1}' data-sheets-value='{"1":3,"3":22}' style="border-right:1px solid #000000;overflow:hidden;padding:0px 3px 0px 3px;vertical-align:bottom;text-align:center;">22</td> </tr> <tr style="height:20px;"> <td style="border-left:1px solid #000000;overflow:hidden;padding:0px 3px 0px 3px;vertical-align:bottom;font-weight:bold;"></td> <td data-sheets-value='{"1":2,"2":"Triple-walled"}' style="overflow:hidden;padding:0px 3px 0px 3px;vertical-align:bottom;font-weight:bold;">Triple-walled</td> <td data-sheets-value='{"1":2,"2":"Opal (O/H/O)"}' style="border-right:1px solid #000000;overflow:hidden;padding:0px 3px 0px 3px;vertical-align:bottom;font-weight:bold;">Opal (O/H/O)</td> <td data-sheets-numberformat='{"1":2,"2":"0.00","3":1}' data-sheets-value='{"1":3,"3":1.7}' style="overflow:hidden;padding:0px 3px 0px 3px;vertical-align:bottom;text-align:center;">1.70</td> <td data-sheets-numberformat='{"1":2,"2":"0","3":1}' data-sheets-value='{"1":3,"3":62}' style="overflow:hidden;padding:0px 3px 0px 3px;vertical-align:bottom;text-align:center;">62</td> <td data-sheets-numberformat='{"1":2,"2":"0","3":1}' data-sheets-value='{"1":3,"3":51}' style="overflow:hidden;padding:0px 3px 0px 3px;vertical-align:bottom;text-align:center;">51</td> <td data-sheets-numberformat='{"1":2,"2":"0","3":1}' data-sheets-value='{"1":3,"3":22}' style="border-right:1px solid #000000;overflow:hidden;padding:0px 3px 0px 3px;vertical-align:bottom;text-align:center;">22</td> </tr> <tr style="height:20px;"> <td style="border-left:1px solid #000000;overflow:hidden;padding:0px 3px 0px 3px;vertical-align:bottom;font-weight:bold;"></td> <td data-sheets-value='{"1":2,"2":"Four-walled"}' style="overflow:hidden;padding:0px 3px 0px 3px;vertical-align:bottom;font-weight:bold;">Four-walled</td> <td data-sheets-value='{"1":2,"2":"Clear (H/H/H/H)"}' style="border-right:1px solid #000000;overflow:hidden;padding:0px 3px 0px 3px;vertical-align:bottom;font-weight:bold;">Clear (H/H/H/H)</td> <td data-sheets-numberformat='{"1":2,"2":"0.00","3":1}' data-sheets-value='{"1":3,"3":1.28}' style="overflow:hidden;padding:0px 3px 0px 3px;vertical-align:bottom;text-align:center;">1.28</td> <td data-sheets-numberformat='{"1":2,"2":"0","3":1}' data-sheets-value='{"1":3,"3":64}' style="overflow:hidden;padding:0px 3px 0px 3px;vertical-align:bottom;text-align:center;">64</td> <td data-sheets-numberformat='{"1":2,"2":"0","3":1}' data-sheets-value='{"1":3,"3":54}' style="overflow:hidden;padding:0px 3px 0px 3px;vertical-align:bottom;text-align:center;">54</td> <td data-sheets-numberformat='{"1":2,"2":"0","3":1}' data-sheets-value='{"1":3,"3":23}' style="border-right:1px solid #000000;overflow:hidden;padding:0px 3px 0px 3px;vertical-align:bottom;text-align:center;">23</td> </tr> <tr style="height:20px;"> <td style="border-bottom:1px solid #000000;border-left:1px solid #000000;overflow:hidden;padding:0px 3px 0px 3px;vertical-align:bottom;"></td> <td data-sheets-value='{"1":2,"2":"Four-walled"}' style="border-bottom:1px solid #000000;overflow:hidden;padding:0px 3px 0px 3px;vertical-align:bottom;font-weight:bold;">Four-walled</td> <td data-sheets-value='{"1":2,"2":"Opal (H/H/O/H)"}' style="border-right:1px solid #000000;border-bottom:1px solid #000000;overflow:hidden;padding:0px 3px 0px 3px;vertical-align:bottom;font-weight:bold;">Opal (H/H/O/H)</td> <td data-sheets-numberformat='{"1":2,"2":"0.00","3":1}' data-sheets-value='{"1":3,"3":1.28}' style="border-bottom:1px solid #000000;overflow:hidden;padding:0px 3px 0px 3px;vertical-align:bottom;text-align:center;">1.28</td> <td data-sheets-numberformat='{"1":2,"2":"0","3":1}' data-sheets-value='{"1":3,"3":59}' style="border-bottom:1px solid #000000;overflow:hidden;padding:0px 3px 0px 3px;vertical-align:bottom;text-align:center;">59</td> <td data-sheets-numberformat='{"1":2,"2":"0","3":1}' data-sheets-value='{"1":3,"3":48}' style="border-bottom:1px solid #000000;overflow:hidden;padding:0px 3px 0px 3px;vertical-align:bottom;text-align:center;">48</td> <td data-sheets-numberformat='{"1":2,"2":"0","3":1}' data-sheets-value='{"1":3,"3":23}' style="border-right:1px solid #000000;border-bottom:1px solid #000000;overflow:hidden;padding:0px 3px 0px 3px;vertical-align:bottom;text-align:center;">23</td> </tr> <tr style="height:20px;"> <td data-sheets-value='{"1":2,"2":"Polycarbonate "}' style="border-left:1px solid #000000;overflow:hidden;padding:0px 3px 0px 3px;vertical-align:bottom;font-weight:bold;">Polycarbonate </td> <td data-sheets-value='{"1":2,"2":"Single-walled"}' style="overflow:hidden;padding:0px 3px 0px 3px;vertical-align:bottom;font-weight:bold;">Single-walled</td> <td data-sheets-value='{"1":2,"2":"Clear (A)"}' style="border-right:1px solid #000000;overflow:hidden;padding:0px 3px 0px 3px;vertical-align:bottom;font-weight:bold;">Clear (A)</td> <td data-sheets-numberformat='{"1":2,"2":"0.00","3":1}' data-sheets-value='{"1":3,"3":5.17}' style="overflow:hidden;padding:0px 3px 0px 3px;vertical-align:bottom;text-align:center;">5.17</td> <td data-sheets-numberformat='{"1":2,"2":"0","3":1}' data-sheets-value='{"1":3,"3":88}' style="overflow:hidden;padding:0px 3px 0px 3px;vertical-align:bottom;text-align:center;">88</td> <td data-sheets-numberformat='{"1":2,"2":"0","3":1}' data-sheets-value='{"1":3,"3":83}' style="overflow:hidden;padding:0px 3px 0px 3px;vertical-align:bottom;text-align:center;">83</td> <td data-sheets-numberformat='{"1":2,"2":"0","3":1}' data-sheets-value='{"1":2,"2":"-"}' style="border-right:1px solid #000000;overflow:hidden;padding:0px 3px 0px 3px;vertical-align:bottom;text-align:center;">-</td> </tr> <tr style="height:20px;"> <td data-sheets-value='{"1":2,"2":"PC"}' style="border-left:1px solid #000000;overflow:hidden;padding:0px 3px 0px 3px;vertical-align:bottom;font-weight:bold;">PC</td> <td data-sheets-value='{"1":2,"2":"Single-walled"}' style="overflow:hidden;padding:0px 3px 0px 3px;vertical-align:bottom;font-weight:bold;">Single-walled</td> <td data-sheets-value='{"1":2,"2":"Opal (D)"}' style="border-right:1px solid #000000;overflow:hidden;padding:0px 3px 0px 3px;vertical-align:bottom;font-weight:bold;">Opal (D)</td> <td data-sheets-numberformat='{"1":2,"2":"0.00","3":1}' data-sheets-value='{"1":3,"3":5.17}' style="overflow:hidden;padding:0px 3px 0px 3px;vertical-align:bottom;text-align:center;">5.17</td> <td data-sheets-numberformat='{"1":2,"2":"0","3":1}' data-sheets-value='{"1":3,"3":58}' style="overflow:hidden;padding:0px 3px 0px 3px;vertical-align:bottom;text-align:center;">58</td> <td data-sheets-numberformat='{"1":2,"2":"0","3":1}' data-sheets-value='{"1":3,"3":60}' style="overflow:hidden;padding:0px 3px 0px 3px;vertical-align:bottom;text-align:center;">60</td> <td data-sheets-numberformat='{"1":2,"2":"0","3":1}' data-sheets-value='{"1":2,"2":"-"}' style="border-right:1px solid #000000;overflow:hidden;padding:0px 3px 0px 3px;vertical-align:bottom;text-align:center;">-</td> </tr> <tr style="height:20px;"> <td style="border-left:1px solid #000000;overflow:hidden;padding:0px 3px 0px 3px;vertical-align:bottom;font-weight:bold;"></td> <td data-sheets-value='{"1":2,"2":"Double-walled"}' style="overflow:hidden;padding:0px 3px 0px 3px;vertical-align:bottom;font-weight:bold;">Double-walled</td> <td data-sheets-value='{"1":2,"2":"Clear (A/H)"}' style="border-right:1px solid #000000;overflow:hidden;padding:0px 3px 0px 3px;vertical-align:bottom;font-weight:bold;">Clear (A/H)</td> <td data-sheets-numberformat='{"1":2,"2":"0.00","3":1}' data-sheets-value='{"1":3,"3":2.9}' style="overflow:hidden;padding:0px 3px 0px 3px;vertical-align:bottom;text-align:center;">2.90</td> <td data-sheets-numberformat='{"1":2,"2":"0","3":1}' data-sheets-value='{"1":3,"3":79}' style="overflow:hidden;padding:0px 3px 0px 3px;vertical-align:bottom;text-align:center;">79</td> <td data-sheets-numberformat='{"1":2,"2":"0","3":1}' data-sheets-value='{"1":3,"3":72}' style="overflow:hidden;padding:0px 3px 0px 3px;vertical-align:bottom;text-align:center;">72</td> <td data-sheets-numberformat='{"1":2,"2":"0","3":1}' data-sheets-value='{"1":3,"3":20}' style="border-right:1px solid #000000;overflow:hidden;padding:0px 3px 0px 3px;vertical-align:bottom;text-align:center;">20</td> </tr> <tr style="height:20px;"> <td style="border-left:1px solid #000000;overflow:hidden;padding:0px 3px 0px 3px;vertical-align:bottom;font-weight:bold;"></td> <td data-sheets-value='{"1":2,"2":"Double-walled"}' style="overflow:hidden;padding:0px 3px 0px 3px;vertical-align:bottom;font-weight:bold;">Double-walled</td> <td data-sheets-value='{"1":2,"2":"Clear (A/A)"}' style="border-right:1px solid #000000;overflow:hidden;padding:0px 3px 0px 3px;vertical-align:bottom;font-weight:bold;">Clear (A/A)</td> <td data-sheets-numberformat='{"1":2,"2":"0.00","3":1}' data-sheets-value='{"1":3,"3":2.9}' style="overflow:hidden;padding:0px 3px 0px 3px;vertical-align:bottom;text-align:center;">2.90</td> <td data-sheets-numberformat='{"1":2,"2":"0","3":1}' data-sheets-value='{"1":3,"3":77}' style="overflow:hidden;padding:0px 3px 0px 3px;vertical-align:bottom;text-align:center;">77</td> <td data-sheets-numberformat='{"1":2,"2":"0","3":1}' data-sheets-value='{"1":3,"3":69}' style="overflow:hidden;padding:0px 3px 0px 3px;vertical-align:bottom;text-align:center;">69</td> <td data-sheets-numberformat='{"1":2,"2":"0","3":1}' data-sheets-value='{"1":3,"3":20}' style="border-right:1px solid #000000;overflow:hidden;padding:0px 3px 0px 3px;vertical-align:bottom;text-align:center;">20</td> </tr> <tr style="height:20px;"> <td style="border-left:1px solid #000000;overflow:hidden;padding:0px 3px 0px 3px;vertical-align:bottom;font-weight:bold;"></td> <td data-sheets-value='{"1":2,"2":"Double-walled"}' style="overflow:hidden;padding:0px 3px 0px 3px;vertical-align:bottom;font-weight:bold;">Double-walled</td> <td data-sheets-value='{"1":2,"2":"Opal (A/O)"}' style="border-right:1px solid #000000;overflow:hidden;padding:0px 3px 0px 3px;vertical-align:bottom;font-weight:bold;">Opal (A/O)</td> <td data-sheets-numberformat='{"1":2,"2":"0.00","3":1}' data-sheets-value='{"1":3,"3":2.9}' style="overflow:hidden;padding:0px 3px 0px 3px;vertical-align:bottom;text-align:center;">2.90</td> <td data-sheets-numberformat='{"1":2,"2":"0","3":1}' data-sheets-value='{"1":3,"3":73}' style="overflow:hidden;padding:0px 3px 0px 3px;vertical-align:bottom;text-align:center;">73</td> <td data-sheets-numberformat='{"1":2,"2":"0","3":1}' data-sheets-value='{"1":3,"3":63}' style="overflow:hidden;padding:0px 3px 0px 3px;vertical-align:bottom;text-align:center;">63</td> <td data-sheets-numberformat='{"1":2,"2":"0","3":1}' data-sheets-value='{"1":3,"3":20}' style="border-right:1px solid #000000;overflow:hidden;padding:0px 3px 0px 3px;vertical-align:bottom;text-align:center;">20</td> </tr> <tr style="height:20px;"> <td style="border-left:1px solid #000000;overflow:hidden;padding:0px 3px 0px 3px;vertical-align:bottom;font-weight:bold;"></td> <td data-sheets-value='{"1":2,"2":"Double-walled"}' style="overflow:hidden;padding:0px 3px 0px 3px;vertical-align:bottom;font-weight:bold;">Double-walled</td> <td data-sheets-value='{"1":2,"2":"Opal (A/D)"}' style="border-right:1px solid #000000;overflow:hidden;padding:0px 3px 0px 3px;vertical-align:bottom;font-weight:bold;">Opal (A/D)</td> <td data-sheets-numberformat='{"1":2,"2":"0.00","3":1}' data-sheets-value='{"1":3,"3":2.9}' style="overflow:hidden;padding:0px 3px 0px 3px;vertical-align:bottom;text-align:center;">2.90</td> <td data-sheets-numberformat='{"1":2,"2":"0","3":1}' data-sheets-value='{"1":3,"3":51}' style="overflow:hidden;padding:0px 3px 0px 3px;vertical-align:bottom;text-align:center;">51</td> <td data-sheets-numberformat='{"1":2,"2":"0","3":1}' data-sheets-value='{"1":3,"3":50}' style="overflow:hidden;padding:0px 3px 0px 3px;vertical-align:bottom;text-align:center;">50</td> <td data-sheets-numberformat='{"1":2,"2":"0","3":1}' data-sheets-value='{"1":3,"3":20}' style="border-right:1px solid #000000;overflow:hidden;padding:0px 3px 0px 3px;vertical-align:bottom;text-align:center;">20</td> </tr> <tr style="height:20px;"> <td style="border-left:1px solid #000000;overflow:hidden;padding:0px 3px 0px 3px;vertical-align:bottom;font-weight:bold;"></td> <td data-sheets-value='{"1":2,"2":"Triple-walled"}' style="overflow:hidden;padding:0px 3px 0px 3px;vertical-align:bottom;font-weight:bold;">Triple-walled</td> <td data-sheets-value='{"1":2,"2":"Clear (A/H/H)"}' style="border-right:1px solid #000000;overflow:hidden;padding:0px 3px 0px 3px;vertical-align:bottom;font-weight:bold;">Clear (A/H/H)</td> <td data-sheets-numberformat='{"1":2,"2":"0.00","3":1}' data-sheets-value='{"1":3,"3":1.7}' style="overflow:hidden;padding:0px 3px 0px 3px;vertical-align:bottom;text-align:center;">1.70</td> <td data-sheets-numberformat='{"1":2,"2":"0","3":1}' data-sheets-value='{"1":3,"3":71}' style="overflow:hidden;padding:0px 3px 0px 3px;vertical-align:bottom;text-align:center;">71</td> <td data-sheets-numberformat='{"1":2,"2":"0","3":1}' data-sheets-value='{"1":3,"3":63}' style="overflow:hidden;padding:0px 3px 0px 3px;vertical-align:bottom;text-align:center;">63</td> <td data-sheets-numberformat='{"1":2,"2":"0","3":1}' data-sheets-value='{"1":3,"3":22}' style="border-right:1px solid #000000;overflow:hidden;padding:0px 3px 0px 3px;vertical-align:bottom;text-align:center;">22</td> </tr> <tr style="height:20px;"> <td style="border-left:1px solid #000000;overflow:hidden;padding:0px 3px 0px 3px;vertical-align:bottom;font-weight:bold;"></td> <td data-sheets-value='{"1":2,"2":"Triple-walled"}' style="overflow:hidden;padding:0px 3px 0px 3px;vertical-align:bottom;font-weight:bold;">Triple-walled</td> <td data-sheets-value='{"1":2,"2":"Opal (A/O/O)"}' style="border-right:1px solid #000000;overflow:hidden;padding:0px 3px 0px 3px;vertical-align:bottom;font-weight:bold;">Opal (A/O/O)</td> <td data-sheets-numberformat='{"1":2,"2":"0.00","3":1}' data-sheets-value='{"1":3,"3":1.7}' style="overflow:hidden;padding:0px 3px 0px 3px;vertical-align:bottom;text-align:center;">1.70</td> <td data-sheets-numberformat='{"1":2,"2":"0","3":1}' data-sheets-value='{"1":3,"3":61}' style="overflow:hidden;padding:0px 3px 0px 3px;vertical-align:bottom;text-align:center;">61</td> <td data-sheets-numberformat='{"1":2,"2":"0","3":1}' data-sheets-value='{"1":3,"3":48}' style="overflow:hidden;padding:0px 3px 0px 3px;vertical-align:bottom;text-align:center;">48</td> <td data-sheets-numberformat='{"1":2,"2":"0","3":1}' data-sheets-value='{"1":3,"3":22}' style="border-right:1px solid #000000;overflow:hidden;padding:0px 3px 0px 3px;vertical-align:bottom;text-align:center;">22</td> </tr> <tr style="height:20px;"> <td style="border-left:1px solid #000000;overflow:hidden;padding:0px 3px 0px 3px;vertical-align:bottom;font-weight:bold;"></td> <td data-sheets-value='{"1":2,"2":"Four-walled"}' style="overflow:hidden;padding:0px 3px 0px 3px;vertical-align:bottom;font-weight:bold;">Four-walled</td> <td data-sheets-value='{"1":2,"2":"Clear (A/H/H/H)"}' style="border-right:1px solid #000000;overflow:hidden;padding:0px 3px 0px 3px;vertical-align:bottom;font-weight:bold;">Clear (A/H/H/H)</td> <td data-sheets-numberformat='{"1":2,"2":"0.00","3":1}' data-sheets-value='{"1":3,"3":1.28}' style="overflow:hidden;padding:0px 3px 0px 3px;vertical-align:bottom;text-align:center;">1.28</td> <td data-sheets-numberformat='{"1":2,"2":"0","3":1}' data-sheets-value='{"1":3,"3":64}' style="overflow:hidden;padding:0px 3px 0px 3px;vertical-align:bottom;text-align:center;">64</td> <td data-sheets-numberformat='{"1":2,"2":"0","3":1}' data-sheets-value='{"1":3,"3":52}' style="overflow:hidden;padding:0px 3px 0px 3px;vertical-align:bottom;text-align:center;">52</td> <td data-sheets-numberformat='{"1":2,"2":"0","3":1}' data-sheets-value='{"1":3,"3":23}' style="border-right:1px solid #000000;overflow:hidden;padding:0px 3px 0px 3px;vertical-align:bottom;text-align:center;">23</td> </tr> <tr style="height:20px;"> <td style="border-bottom:1px solid #000000;border-left:1px solid #000000;overflow:hidden;padding:0px 3px 0px 3px;vertical-align:bottom;"></td> <td data-sheets-value='{"1":2,"2":"Four-walled"}' style="border-bottom:1px solid #000000;overflow:hidden;padding:0px 3px 0px 3px;vertical-align:bottom;font-weight:bold;">Four-walled</td> <td data-sheets-value='{"1":2,"2":"Opal (A/H/O/H)"}' style="border-right:1px solid #000000;border-bottom:1px solid #000000;overflow:hidden;padding:0px 3px 0px 3px;vertical-align:bottom;font-weight:bold;">Opal (A/H/O/H)</td> <td data-sheets-numberformat='{"1":2,"2":"0.00","3":1}' data-sheets-value='{"1":3,"3":1.28}' style="border-bottom:1px solid #000000;overflow:hidden;padding:0px 3px 0px 3px;vertical-align:bottom;text-align:center;">1.28</td> <td data-sheets-numberformat='{"1":2,"2":"0","3":1}' data-sheets-value='{"1":3,"3":59}' style="border-bottom:1px solid #000000;overflow:hidden;padding:0px 3px 0px 3px;vertical-align:bottom;text-align:center;">59</td> <td data-sheets-numberformat='{"1":2,"2":"0","3":1}' data-sheets-value='{"1":3,"3":46}' style="border-bottom:1px solid #000000;overflow:hidden;padding:0px 3px 0px 3px;vertical-align:bottom;text-align:center;">46</td> <td data-sheets-numberformat='{"1":2,"2":"0","3":1}' data-sheets-value='{"1":3,"3":23}' style="border-right:1px solid #000000;border-bottom:1px solid #000000;overflow:hidden;padding:0px 3px 0px 3px;vertical-align:bottom;text-align:center;">23</td> </tr> <tr style="height:20px;"> <td data-sheets-value='{"1":2,"2":"Polycarbonate"}' style="border-left:1px solid #000000;overflow:hidden;padding:0px 3px 0px 3px;vertical-align:bottom;font-weight:bold;">Polycarbonate</td> <td data-sheets-value='{"1":2,"2":"Single-walled"}' style="overflow:hidden;padding:0px 3px 0px 3px;vertical-align:bottom;font-weight:bold;">Single-walled</td> <td data-sheets-value='{"1":2,"2":"Heatstop Opal (T)"}' style="border-right:1px solid #000000;overflow:hidden;padding:0px 3px 0px 3px;vertical-align:bottom;font-weight:bold;">Heatstop Opal (T)</td> <td data-sheets-numberformat='{"1":2,"2":"0.00","3":1}' data-sheets-value='{"1":3,"3":5.17}' style="overflow:hidden;padding:0px 3px 0px 3px;vertical-align:bottom;text-align:center;">5.17</td> <td data-sheets-numberformat='{"1":2,"2":"0","3":1}' data-sheets-value='{"1":3,"3":49}' style="overflow:hidden;padding:0px 3px 0px 3px;vertical-align:bottom;text-align:center;">49</td> <td data-sheets-numberformat='{"1":2,"2":"0","3":1}' data-sheets-value='{"1":3,"3":59}' style="overflow:hidden;padding:0px 3px 0px 3px;vertical-align:bottom;text-align:center;">59</td> <td data-sheets-numberformat='{"1":2,"2":"0","3":1}' data-sheets-value='{"1":2,"2":"-"}' style="border-right:1px solid #000000;overflow:hidden;padding:0px 3px 0px 3px;vertical-align:bottom;text-align:center;">-</td> </tr> <tr style="height:20px;"> <td data-sheets-value='{"1":2,"2":"Heatstop PC"}' style="border-left:1px solid #000000;overflow:hidden;padding:0px 3px 0px 3px;vertical-align:bottom;font-weight:bold;">Heatstop PC</td> <td data-sheets-value='{"1":2,"2":"Double-walled"}' style="overflow:hidden;padding:0px 3px 0px 3px;vertical-align:bottom;font-weight:bold;">Double-walled</td> <td data-sheets-value='{"1":2,"2":"Clear (T/H)"}' style="border-right:1px solid #000000;overflow:hidden;padding:0px 3px 0px 3px;vertical-align:bottom;font-weight:bold;">Clear (T/H)</td> <td data-sheets-numberformat='{"1":2,"2":"0.00","3":1}' data-sheets-value='{"1":3,"3":2.9}' style="overflow:hidden;padding:0px 3px 0px 3px;vertical-align:bottom;text-align:center;">2.90</td> <td data-sheets-numberformat='{"1":2,"2":"0","3":1}' data-sheets-value='{"1":3,"3":44}' style="overflow:hidden;padding:0px 3px 0px 3px;vertical-align:bottom;text-align:center;">44</td> <td data-sheets-numberformat='{"1":2,"2":"0","3":1}' data-sheets-value='{"1":3,"3":51}' style="overflow:hidden;padding:0px 3px 0px 3px;vertical-align:bottom;text-align:center;">51</td> <td data-sheets-numberformat='{"1":2,"2":"0","3":1}' data-sheets-value='{"1":3,"3":20}' style="border-right:1px solid #000000;overflow:hidden;padding:0px 3px 0px 3px;vertical-align:bottom;text-align:center;">20</td> </tr> <tr style="height:20px;"> <td style="border-left:1px solid #000000;overflow:hidden;padding:0px 3px 0px 3px;vertical-align:bottom;font-weight:bold;"></td> <td data-sheets-value='{"1":2,"2":"Double-walled"}' style="overflow:hidden;padding:0px 3px 0px 3px;vertical-align:bottom;font-weight:bold;">Double-walled</td> <td data-sheets-value='{"1":2,"2":"Opal (T/O)"}' style="border-right:1px solid #000000;overflow:hidden;padding:0px 3px 0px 3px;vertical-align:bottom;font-weight:bold;">Opal (T/O)</td> <td data-sheets-numberformat='{"1":2,"2":"0.00","3":1}' data-sheets-value='{"1":3,"3":2.9}' style="overflow:hidden;padding:0px 3px 0px 3px;vertical-align:bottom;text-align:center;">2.90</td> <td data-sheets-numberformat='{"1":2,"2":"0","3":1}' data-sheets-value='{"1":3,"3":41}' style="overflow:hidden;padding:0px 3px 0px 3px;vertical-align:bottom;text-align:center;">41</td> <td data-sheets-numberformat='{"1":2,"2":"0","3":1}' data-sheets-value='{"1":3,"3":45}' style="overflow:hidden;padding:0px 3px 0px 3px;vertical-align:bottom;text-align:center;">45</td> <td data-sheets-numberformat='{"1":2,"2":"0","3":1}' data-sheets-value='{"1":3,"3":20}' style="border-right:1px solid #000000;overflow:hidden;padding:0px 3px 0px 3px;vertical-align:bottom;text-align:center;">20</td> </tr> <tr style="height:20px;"> <td style="border-left:1px solid #000000;overflow:hidden;padding:0px 3px 0px 3px;vertical-align:bottom;font-weight:bold;"></td> <td data-sheets-value='{"1":2,"2":"Triple-walled"}' style="overflow:hidden; | skylux-160-ce-met-koepel-en-polyester-opstand-30-20-met-lm-motor-1300-x-2500-mm | 8586011312461 | 46872308875597
Smoke and heat exhaust (SHEV) | SHE system | Skylux | Skylux 160° CE with skylight and polyester curb 30/20 with double LM-actuator 1300 x 2800 mm |  | 50714 | 5412970507147 | 9095.6 | Yes | 30-45 | 131.51 | 1300 x 2800 mm | 2800 | 1300 |  | polyester 30/20 (30 cm high & roof opening = 20 cm larger than daylight size) | Rectangular | 5.17 W/m²K - 1.28 W/m²K | 87% - 32% | 90% - 32% | 20dB - 23dB | 160° CE (for industry) | skylight | without spoiler | E | Double actuator | Maximum four-walled skylight possible for this product | Ut-value LT-value g-value Rw-value EN 1873 : 2014 EN ISO 13468 EN 16153 EN 410 EN 410 EN ISO 140-3 Material Walls Shells (W/m²K) (%) (%) (dB) Acrylic Single-walled Clear (H) 5.17 90 87 - PMMA Single-walled Opal (O) 5.17 83 76 - Double-walled Clear (H/H) 2.90 81 75 20 Double-walled Opal (O/O) 2.90 69 58 20 Triple-walled Clear (H/H/H) 1.70 73 65 22 Triple-walled Opal (O/H/O) 1.70 62 51 22 Four-walled Clear (H/H/H/H) 1.28 64 54 23 Four-walled Opal (H/H/O/H) 1.28 59 48 23 Polycarbonate Single-walled Clear (A) 5.17 88 83 - PC Single-walled Opal (D) 5.17 58 60 - Double-walled Clear (A/H) 2.90 79 72 20 Double-walled Clear (A/A) 2.90 77 69 20 Double-walled Opal (A/O) 2.90 73 63 20 Double-walled Opal (A/D) 2.90 51 50 20 Triple-walled Clear (A/H/H) 1.70 71 63 22 Triple-walled Opal (A/O/O) 1.70 61 48 22 Four-walled Clear (A/H/H/H) 1.28 64 52 23 Four-walled Opal (A/H/O/H) 1.28 59 46 23 Polycarbonate Single-walled Heatstop Opal (T) 5.17 49 59 - Heatstop PC Double-walled Clear (T/H) 2.90 44 51 20 Double-walled Opal (T/O) 2.90 41 45 20 Triple-walled Clear (T/H/H) 1.70 40 <td data-sheets-numberformat='{"1":2,"2":"0","3":1}' data-sheets-value='{"1":3,"3":44}' style="overflow:hidden;paddin | https://skylux.eu/en/products/skylux-160-ce-met-koepel-en-polyester-opstand-30-20-met-lm-motor-1300-x-2800-mm | https://skylux.eu/cdn/shop/files/Skylux-160deg-CE-met-koepel-en-polyester-opstand-3020-met-dubbele-LM-motor-1300-x-2800-mm-RWA-systeem.jpg?v=1702977985&width=1600 | https://skylux.eu/cdn/shop/files/e5a82811-1bb0-48e4-a776-cacb59c7c092_7a74a78c-f417-4e22-b25f-a9a578f24a94.jpg?v=1688550522&width=1600 | //skylux.eu/cdn/shop/files/E_MH_Mounting_instructions_Skylux_160_CE_LM.pdf?v=12406716259046007223 | //skylux.eu/cdn/shop/files/E_TD_Technical_File_Skylux_Skylux_160_CE_Electric.pdf?v=3667116872303399239 | <style type="text/css" id="isPasted"> <!--td { border: 1px solid #cccccc; } br { mso-data-placement: same-cell; } --> </style> <table border="1" cellpadding="0" cellspacing="0" dir="ltr" style="table-layout:fixed;font-size:10pt;font-family:Arial;border-collapse:collapse;border:none;"><tbody> <tr style="height:20px;"> <td style="overflow:hidden;padding:0px 3px 0px 3px;vertical-align:bottom;"></td> <td style="overflow:hidden;padding:0px 3px 0px 3px;vertical-align:bottom;"></td> <td style="overflow:hidden;padding:0px 3px 0px 3px;vertical-align:bottom;"></td> <td data-sheets-value='{"1":2,"2":"Ut-value"}' style="overflow:hidden;padding:0px 3px 0px 3px;vertical-align:bottom;font-weight:bold;text-align:center;">Ut-value</td> <td data-sheets-value='{"1":2,"2":"LT-value"}' style="overflow:hidden;padding:0px 3px 0px 3px;vertical-align:bottom;font-weight:bold;text-align:center;">LT-value</td> <td data-sheets-value='{"1":2,"2":"g-value"}' style="overflow:hidden;padding:0px 3px 0px 3px;vertical-align:bottom;font-weight:bold;text-align:center;">g-value</td> <td data-sheets-value='{"1":2,"2":"Rw-value "}' style="overflow:hidden;padding:0px 3px 0px 3px;vertical-align:bottom;font-weight:bold;text-align:center;">Rw-value </td> </tr> <tr style="height:20px;"> <td style="overflow:hidden;padding:0px 3px 0px 3px;vertical-align:bottom;"></td> <td style="overflow:hidden;padding:0px 3px 0px 3px;vertical-align:bottom;"></td> <td style="overflow:hidden;padding:0px 3px 0px 3px;vertical-align:bottom;"></td> <td data-sheets-numberformat='{"1":2,"2":"0.00","3":1}' data-sheets-value='{"1":2,"2":"EN 1873 : 2014"}' style="overflow:hidden;padding:0px 3px 0px 3px;vertical-align:bottom;text-align:center;">EN 1873 : 2014</td> <td data-sheets-numberformat='{"1":2,"2":"0","3":1}' data-sheets-value='{"1":2,"2":"EN ISO 13468 EN 16153 EN 410"}' style="overflow:hidden;padding:0px 3px 0px 3px;vertical-align:bottom;text-align:center;">EN ISO 13468 EN 16153 EN 410</td> <td data-sheets-numberformat='{"1":2,"2":"0","3":1}' data-sheets-value='{"1":2,"2":"EN 410"}' style="overflow:hidden;padding:0px 3px 0px 3px;vertical-align:bottom;text-align:center;">EN 410</td> <td data-sheets-value='{"1":2,"2":"EN ISO 140-3\t\t"}' style="overflow:hidden;padding:0px 3px 0px 3px;vertical-align:bottom;text-align:center;">EN ISO 140-3 </td> </tr> <tr style="height:20px;"> <td data-sheets-value='{"1":2,"2":"Material"}' style="border-bottom:1px solid #000000;overflow:hidden;padding:0px 3px 0px 3px;vertical-align:bottom;background-color:#000000;font-weight:bold;color:#ffffff;">Material</td> <td data-sheets-value='{"1":2,"2":"Walls"}' style="border-bottom:1px solid #000000;overflow:hidden;padding:0px 3px 0px 3px;vertical-align:bottom;background-color:#000000;font-weight:bold;color:#ffffff;">Walls</td> <td data-sheets-value='{"1":2,"2":"Shells"}' style="border-bottom:1px solid #000000;overflow:hidden;padding:0px 3px 0px 3px;vertical-align:bottom;background-color:#000000;font-weight:bold;color:#ffffff;">Shells</td> <td data-sheets-numberformat='{"1":2,"2":"0.00","3":1}' data-sheets-value='{"1":2,"2":"(W/m²K)\t"}' style="border-bottom:1px solid #000000;overflow:hidden;padding:0px 3px 0px 3px;vertical-align:bottom;background-color:#000000;font-weight:bold;color:#ffffff;text-align:center;">(W/m²K) </td> <td data-sheets-numberformat='{"1":2,"2":"0","3":1}' data-sheets-value='{"1":2,"2":"(%)"}' style="border-bottom:1px solid #000000;overflow:hidden;padding:0px 3px 0px 3px;vertical-align:bottom;background-color:#000000;font-weight:bold;color:#ffffff;text-align:center;">(%)</td> <td data-sheets-numberformat='{"1":2,"2":"0","3":1}' data-sheets-value='{"1":2,"2":"(%)"}' style="border-bottom:1px solid #000000;overflow:hidden;padding:0px 3px 0px 3px;vertical-align:bottom;background-color:#000000;font-weight:bold;color:#ffffff;text-align:center;">(%)</td> <td data-sheets-value='{"1":2,"2":"(dB)"}' style="border-bottom:1px solid #000000;overflow:hidden;padding:0px 3px 0px 3px;vertical-align:bottom;background-color:#000000;font-weight:bold;color:#ffffff;text-align:center;">(dB)</td> </tr> <tr style="height:20px;"> <td data-sheets-value='{"1":2,"2":"Acrylic"}' style="border-left:1px solid #000000;overflow:hidden;padding:0px 3px 0px 3px;vertical-align:bottom;font-weight:bold;">Acrylic</td> <td data-sheets-value='{"1":2,"2":"Single-walled"}' style="overflow:hidden;padding:0px 3px 0px 3px;vertical-align:bottom;font-weight:bold;">Single-walled</td> <td data-sheets-value='{"1":2,"2":"Clear (H)"}' style="border-right:1px solid #000000;overflow:hidden;padding:0px 3px 0px 3px;vertical-align:bottom;font-weight:bold;">Clear (H)</td> <td data-sheets-numberformat='{"1":2,"2":"0.00","3":1}' data-sheets-value='{"1":3,"3":5.17}' style="overflow:hidden;padding:0px 3px 0px 3px;vertical-align:bottom;text-align:center;">5.17</td> <td data-sheets-numberformat='{"1":2,"2":"0","3":1}' data-sheets-value='{"1":3,"3":90}' style="overflow:hidden;padding:0px 3px 0px 3px;vertical-align:bottom;text-align:center;">90</td> <td data-sheets-numberformat='{"1":2,"2":"0","3":1}' data-sheets-value='{"1":3,"3":87}' style="overflow:hidden;padding:0px 3px 0px 3px;vertical-align:bottom;text-align:center;">87</td> <td data-sheets-numberformat='{"1":2,"2":"0","3":1}' data-sheets-value='{"1":2,"2":"-"}' style="border-right:1px solid #000000;overflow:hidden;padding:0px 3px 0px 3px;vertical-align:bottom;text-align:center;">-</td> </tr> <tr style="height:20px;"> <td data-sheets-value='{"1":2,"2":"PMMA"}' style="border-left:1px solid #000000;overflow:hidden;padding:0px 3px 0px 3px;vertical-align:bottom;font-weight:bold;">PMMA</td> <td data-sheets-value='{"1":2,"2":"Single-walled"}' style="overflow:hidden;padding:0px 3px 0px 3px;vertical-align:bottom;font-weight:bold;">Single-walled</td> <td data-sheets-value='{"1":2,"2":"Opal (O)"}' style="border-right:1px solid #000000;overflow:hidden;padding:0px 3px 0px 3px;vertical-align:bottom;font-weight:bold;">Opal (O)</td> <td data-sheets-numberformat='{"1":2,"2":"0.00","3":1}' data-sheets-value='{"1":3,"3":5.17}' style="overflow:hidden;padding:0px 3px 0px 3px;vertical-align:bottom;text-align:center;">5.17</td> <td data-sheets-numberformat='{"1":2,"2":"0","3":1}' data-sheets-value='{"1":3,"3":83}' style="overflow:hidden;padding:0px 3px 0px 3px;vertical-align:bottom;text-align:center;">83</td> <td data-sheets-numberformat='{"1":2,"2":"0","3":1}' data-sheets-value='{"1":3,"3":76}' style="overflow:hidden;padding:0px 3px 0px 3px;vertical-align:bottom;text-align:center;">76</td> <td data-sheets-numberformat='{"1":2,"2":"0","3":1}' data-sheets-value='{"1":2,"2":"-"}' style="border-right:1px solid #000000;overflow:hidden;padding:0px 3px 0px 3px;vertical-align:bottom;text-align:center;">-</td> </tr> <tr style="height:20px;"> <td style="border-left:1px solid #000000;overflow:hidden;padding:0px 3px 0px 3px;vertical-align:bottom;font-weight:bold;"></td> <td data-sheets-value='{"1":2,"2":"Double-walled"}' style="overflow:hidden;padding:0px 3px 0px 3px;vertical-align:bottom;font-weight:bold;">Double-walled</td> <td data-sheets-value='{"1":2,"2":"Clear (H/H)"}' style="border-right:1px solid #000000;overflow:hidden;padding:0px 3px 0px 3px;vertical-align:bottom;font-weight:bold;">Clear (H/H)</td> <td data-sheets-numberformat='{"1":2,"2":"0.00","3":1}' data-sheets-value='{"1":3,"3":2.9}' style="overflow:hidden;padding:0px 3px 0px 3px;vertical-align:bottom;text-align:center;">2.90</td> <td data-sheets-numberformat='{"1":2,"2":"0","3":1}' data-sheets-value='{"1":3,"3":81}' style="overflow:hidden;padding:0px 3px 0px 3px;vertical-align:bottom;text-align:center;">81</td> <td data-sheets-numberformat='{"1":2,"2":"0","3":1}' data-sheets-value='{"1":3,"3":75}' style="overflow:hidden;padding:0px 3px 0px 3px;vertical-align:bottom;text-align:center;">75</td> <td data-sheets-numberformat='{"1":2,"2":"0","3":1}' data-sheets-value='{"1":3,"3":20}' style="border-right:1px solid #000000;overflow:hidden;padding:0px 3px 0px 3px;vertical-align:bottom;text-align:center;">20</td> </tr> <tr style="height:20px;"> <td style="border-left:1px solid #000000;overflow:hidden;padding:0px 3px 0px 3px;vertical-align:bottom;font-weight:bold;"></td> <td data-sheets-value='{"1":2,"2":"Double-walled"}' style="overflow:hidden;padding:0px 3px 0px 3px;vertical-align:bottom;font-weight:bold;">Double-walled</td> <td data-sheets-value='{"1":2,"2":"Opal (O/O)"}' style="border-right:1px solid #000000;overflow:hidden;padding:0px 3px 0px 3px;vertical-align:bottom;font-weight:bold;">Opal (O/O)</td> <td data-sheets-numberformat='{"1":2,"2":"0.00","3":1}' data-sheets-value='{"1":3,"3":2.9}' style="overflow:hidden;padding:0px 3px 0px 3px;vertical-align:bottom;text-align:center;">2.90</td> <td data-sheets-numberformat='{"1":2,"2":"0","3":1}' data-sheets-value='{"1":3,"3":69}' style="overflow:hidden;padding:0px 3px 0px 3px;vertical-align:bottom;text-align:center;">69</td> <td data-sheets-numberformat='{"1":2,"2":"0","3":1}' data-sheets-value='{"1":3,"3":58}' style="overflow:hidden;padding:0px 3px 0px 3px;vertical-align:bottom;text-align:center;">58</td> <td data-sheets-numberformat='{"1":2,"2":"0","3":1}' data-sheets-value='{"1":3,"3":20}' style="border-right:1px solid #000000;overflow:hidden;padding:0px 3px 0px 3px;vertical-align:bottom;text-align:center;">20</td> </tr> <tr style="height:20px;"> <td style="border-left:1px solid #000000;overflow:hidden;padding:0px 3px 0px 3px;vertical-align:bottom;font-weight:bold;"></td> <td data-sheets-value='{"1":2,"2":"Triple-walled"}' style="overflow:hidden;padding:0px 3px 0px 3px;vertical-align:bottom;font-weight:bold;">Triple-walled</td> <td data-sheets-value='{"1":2,"2":"Clear (H/H/H)"}' style="border-right:1px solid #000000;overflow:hidden;padding:0px 3px 0px 3px;vertical-align:bottom;font-weight:bold;">Clear (H/H/H)</td> <td data-sheets-numberformat='{"1":2,"2":"0.00","3":1}' data-sheets-value='{"1":3,"3":1.7}' style="overflow:hidden;padding:0px 3px 0px 3px;vertical-align:bottom;text-align:center;">1.70</td> <td data-sheets-numberformat='{"1":2,"2":"0","3":1}' data-sheets-value='{"1":3,"3":73}' style="overflow:hidden;padding:0px 3px 0px 3px;vertical-align:bottom;text-align:center;">73</td> <td data-sheets-numberformat='{"1":2,"2":"0","3":1}' data-sheets-value='{"1":3,"3":65}' style="overflow:hidden;padding:0px 3px 0px 3px;vertical-align:bottom;text-align:center;">65</td> <td data-sheets-numberformat='{"1":2,"2":"0","3":1}' data-sheets-value='{"1":3,"3":22}' style="border-right:1px solid #000000;overflow:hidden;padding:0px 3px 0px 3px;vertical-align:bottom;text-align:center;">22</td> </tr> <tr style="height:20px;"> <td style="border-left:1px solid #000000;overflow:hidden;padding:0px 3px 0px 3px;vertical-align:bottom;font-weight:bold;"></td> <td data-sheets-value='{"1":2,"2":"Triple-walled"}' style="overflow:hidden;padding:0px 3px 0px 3px;vertical-align:bottom;font-weight:bold;">Triple-walled</td> <td data-sheets-value='{"1":2,"2":"Opal (O/H/O)"}' style="border-right:1px solid #000000;overflow:hidden;padding:0px 3px 0px 3px;vertical-align:bottom;font-weight:bold;">Opal (O/H/O)</td> <td data-sheets-numberformat='{"1":2,"2":"0.00","3":1}' data-sheets-value='{"1":3,"3":1.7}' style="overflow:hidden;padding:0px 3px 0px 3px;vertical-align:bottom;text-align:center;">1.70</td> <td data-sheets-numberformat='{"1":2,"2":"0","3":1}' data-sheets-value='{"1":3,"3":62}' style="overflow:hidden;padding:0px 3px 0px 3px;vertical-align:bottom;text-align:center;">62</td> <td data-sheets-numberformat='{"1":2,"2":"0","3":1}' data-sheets-value='{"1":3,"3":51}' style="overflow:hidden;padding:0px 3px 0px 3px;vertical-align:bottom;text-align:center;">51</td> <td data-sheets-numberformat='{"1":2,"2":"0","3":1}' data-sheets-value='{"1":3,"3":22}' style="border-right:1px solid #000000;overflow:hidden;padding:0px 3px 0px 3px;vertical-align:bottom;text-align:center;">22</td> </tr> <tr style="height:20px;"> <td style="border-left:1px solid #000000;overflow:hidden;padding:0px 3px 0px 3px;vertical-align:bottom;font-weight:bold;"></td> <td data-sheets-value='{"1":2,"2":"Four-walled"}' style="overflow:hidden;padding:0px 3px 0px 3px;vertical-align:bottom;font-weight:bold;">Four-walled</td> <td data-sheets-value='{"1":2,"2":"Clear (H/H/H/H)"}' style="border-right:1px solid #000000;overflow:hidden;padding:0px 3px 0px 3px;vertical-align:bottom;font-weight:bold;">Clear (H/H/H/H)</td> <td data-sheets-numberformat='{"1":2,"2":"0.00","3":1}' data-sheets-value='{"1":3,"3":1.28}' style="overflow:hidden;padding:0px 3px 0px 3px;vertical-align:bottom;text-align:center;">1.28</td> <td data-sheets-numberformat='{"1":2,"2":"0","3":1}' data-sheets-value='{"1":3,"3":64}' style="overflow:hidden;padding:0px 3px 0px 3px;vertical-align:bottom;text-align:center;">64</td> <td data-sheets-numberformat='{"1":2,"2":"0","3":1}' data-sheets-value='{"1":3,"3":54}' style="overflow:hidden;padding:0px 3px 0px 3px;vertical-align:bottom;text-align:center;">54</td> <td data-sheets-numberformat='{"1":2,"2":"0","3":1}' data-sheets-value='{"1":3,"3":23}' style="border-right:1px solid #000000;overflow:hidden;padding:0px 3px 0px 3px;vertical-align:bottom;text-align:center;">23</td> </tr> <tr style="height:20px;"> <td style="border-bottom:1px solid #000000;border-left:1px solid #000000;overflow:hidden;padding:0px 3px 0px 3px;vertical-align:bottom;"></td> <td data-sheets-value='{"1":2,"2":"Four-walled"}' style="border-bottom:1px solid #000000;overflow:hidden;padding:0px 3px 0px 3px;vertical-align:bottom;font-weight:bold;">Four-walled</td> <td data-sheets-value='{"1":2,"2":"Opal (H/H/O/H)"}' style="border-right:1px solid #000000;border-bottom:1px solid #000000;overflow:hidden;padding:0px 3px 0px 3px;vertical-align:bottom;font-weight:bold;">Opal (H/H/O/H)</td> <td data-sheets-numberformat='{"1":2,"2":"0.00","3":1}' data-sheets-value='{"1":3,"3":1.28}' style="border-bottom:1px solid #000000;overflow:hidden;padding:0px 3px 0px 3px;vertical-align:bottom;text-align:center;">1.28</td> <td data-sheets-numberformat='{"1":2,"2":"0","3":1}' data-sheets-value='{"1":3,"3":59}' style="border-bottom:1px solid #000000;overflow:hidden;padding:0px 3px 0px 3px;vertical-align:bottom;text-align:center;">59</td> <td data-sheets-numberformat='{"1":2,"2":"0","3":1}' data-sheets-value='{"1":3,"3":48}' style="border-bottom:1px solid #000000;overflow:hidden;padding:0px 3px 0px 3px;vertical-align:bottom;text-align:center;">48</td> <td data-sheets-numberformat='{"1":2,"2":"0","3":1}' data-sheets-value='{"1":3,"3":23}' style="border-right:1px solid #000000;border-bottom:1px solid #000000;overflow:hidden;padding:0px 3px 0px 3px;vertical-align:bottom;text-align:center;">23</td> </tr> <tr style="height:20px;"> <td data-sheets-value='{"1":2,"2":"Polycarbonate "}' style="border-left:1px solid #000000;overflow:hidden;padding:0px 3px 0px 3px;vertical-align:bottom;font-weight:bold;">Polycarbonate </td> <td data-sheets-value='{"1":2,"2":"Single-walled"}' style="overflow:hidden;padding:0px 3px 0px 3px;vertical-align:bottom;font-weight:bold;">Single-walled</td> <td data-sheets-value='{"1":2,"2":"Clear (A)"}' style="border-right:1px solid #000000;overflow:hidden;padding:0px 3px 0px 3px;vertical-align:bottom;font-weight:bold;">Clear (A)</td> <td data-sheets-numberformat='{"1":2,"2":"0.00","3":1}' data-sheets-value='{"1":3,"3":5.17}' style="overflow:hidden;padding:0px 3px 0px 3px;vertical-align:bottom;text-align:center;">5.17</td> <td data-sheets-numberformat='{"1":2,"2":"0","3":1}' data-sheets-value='{"1":3,"3":88}' style="overflow:hidden;padding:0px 3px 0px 3px;vertical-align:bottom;text-align:center;">88</td> <td data-sheets-numberformat='{"1":2,"2":"0","3":1}' data-sheets-value='{"1":3,"3":83}' style="overflow:hidden;padding:0px 3px 0px 3px;vertical-align:bottom;text-align:center;">83</td> <td data-sheets-numberformat='{"1":2,"2":"0","3":1}' data-sheets-value='{"1":2,"2":"-"}' style="border-right:1px solid #000000;overflow:hidden;padding:0px 3px 0px 3px;vertical-align:bottom;text-align:center;">-</td> </tr> <tr style="height:20px;"> <td data-sheets-value='{"1":2,"2":"PC"}' style="border-left:1px solid #000000;overflow:hidden;padding:0px 3px 0px 3px;vertical-align:bottom;font-weight:bold;">PC</td> <td data-sheets-value='{"1":2,"2":"Single-walled"}' style="overflow:hidden;padding:0px 3px 0px 3px;vertical-align:bottom;font-weight:bold;">Single-walled</td> <td data-sheets-value='{"1":2,"2":"Opal (D)"}' style="border-right:1px solid #000000;overflow:hidden;padding:0px 3px 0px 3px;vertical-align:bottom;font-weight:bold;">Opal (D)</td> <td data-sheets-numberformat='{"1":2,"2":"0.00","3":1}' data-sheets-value='{"1":3,"3":5.17}' style="overflow:hidden;padding:0px 3px 0px 3px;vertical-align:bottom;text-align:center;">5.17</td> <td data-sheets-numberformat='{"1":2,"2":"0","3":1}' data-sheets-value='{"1":3,"3":58}' style="overflow:hidden;padding:0px 3px 0px 3px;vertical-align:bottom;text-align:center;">58</td> <td data-sheets-numberformat='{"1":2,"2":"0","3":1}' data-sheets-value='{"1":3,"3":60}' style="overflow:hidden;padding:0px 3px 0px 3px;vertical-align:bottom;text-align:center;">60</td> <td data-sheets-numberformat='{"1":2,"2":"0","3":1}' data-sheets-value='{"1":2,"2":"-"}' style="border-right:1px solid #000000;overflow:hidden;padding:0px 3px 0px 3px;vertical-align:bottom;text-align:center;">-</td> </tr> <tr style="height:20px;"> <td style="border-left:1px solid #000000;overflow:hidden;padding:0px 3px 0px 3px;vertical-align:bottom;font-weight:bold;"></td> <td data-sheets-value='{"1":2,"2":"Double-walled"}' style="overflow:hidden;padding:0px 3px 0px 3px;vertical-align:bottom;font-weight:bold;">Double-walled</td> <td data-sheets-value='{"1":2,"2":"Clear (A/H)"}' style="border-right:1px solid #000000;overflow:hidden;padding:0px 3px 0px 3px;vertical-align:bottom;font-weight:bold;">Clear (A/H)</td> <td data-sheets-numberformat='{"1":2,"2":"0.00","3":1}' data-sheets-value='{"1":3,"3":2.9}' style="overflow:hidden;padding:0px 3px 0px 3px;vertical-align:bottom;text-align:center;">2.90</td> <td data-sheets-numberformat='{"1":2,"2":"0","3":1}' data-sheets-value='{"1":3,"3":79}' style="overflow:hidden;padding:0px 3px 0px 3px;vertical-align:bottom;text-align:center;">79</td> <td data-sheets-numberformat='{"1":2,"2":"0","3":1}' data-sheets-value='{"1":3,"3":72}' style="overflow:hidden;padding:0px 3px 0px 3px;vertical-align:bottom;text-align:center;">72</td> <td data-sheets-numberformat='{"1":2,"2":"0","3":1}' data-sheets-value='{"1":3,"3":20}' style="border-right:1px solid #000000;overflow:hidden;padding:0px 3px 0px 3px;vertical-align:bottom;text-align:center;">20</td> </tr> <tr style="height:20px;"> <td style="border-left:1px solid #000000;overflow:hidden;padding:0px 3px 0px 3px;vertical-align:bottom;font-weight:bold;"></td> <td data-sheets-value='{"1":2,"2":"Double-walled"}' style="overflow:hidden;padding:0px 3px 0px 3px;vertical-align:bottom;font-weight:bold;">Double-walled</td> <td data-sheets-value='{"1":2,"2":"Clear (A/A)"}' style="border-right:1px solid #000000;overflow:hidden;padding:0px 3px 0px 3px;vertical-align:bottom;font-weight:bold;">Clear (A/A)</td> <td data-sheets-numberformat='{"1":2,"2":"0.00","3":1}' data-sheets-value='{"1":3,"3":2.9}' style="overflow:hidden;padding:0px 3px 0px 3px;vertical-align:bottom;text-align:center;">2.90</td> <td data-sheets-numberformat='{"1":2,"2":"0","3":1}' data-sheets-value='{"1":3,"3":77}' style="overflow:hidden;padding:0px 3px 0px 3px;vertical-align:bottom;text-align:center;">77</td> <td data-sheets-numberformat='{"1":2,"2":"0","3":1}' data-sheets-value='{"1":3,"3":69}' style="overflow:hidden;padding:0px 3px 0px 3px;vertical-align:bottom;text-align:center;">69</td> <td data-sheets-numberformat='{"1":2,"2":"0","3":1}' data-sheets-value='{"1":3,"3":20}' style="border-right:1px solid #000000;overflow:hidden;padding:0px 3px 0px 3px;vertical-align:bottom;text-align:center;">20</td> </tr> <tr style="height:20px;"> <td style="border-left:1px solid #000000;overflow:hidden;padding:0px 3px 0px 3px;vertical-align:bottom;font-weight:bold;"></td> <td data-sheets-value='{"1":2,"2":"Double-walled"}' style="overflow:hidden;padding:0px 3px 0px 3px;vertical-align:bottom;font-weight:bold;">Double-walled</td> <td data-sheets-value='{"1":2,"2":"Opal (A/O)"}' style="border-right:1px solid #000000;overflow:hidden;padding:0px 3px 0px 3px;vertical-align:bottom;font-weight:bold;">Opal (A/O)</td> <td data-sheets-numberformat='{"1":2,"2":"0.00","3":1}' data-sheets-value='{"1":3,"3":2.9}' style="overflow:hidden;padding:0px 3px 0px 3px;vertical-align:bottom;text-align:center;">2.90</td> <td data-sheets-numberformat='{"1":2,"2":"0","3":1}' data-sheets-value='{"1":3,"3":73}' style="overflow:hidden;padding:0px 3px 0px 3px;vertical-align:bottom;text-align:center;">73</td> <td data-sheets-numberformat='{"1":2,"2":"0","3":1}' data-sheets-value='{"1":3,"3":63}' style="overflow:hidden;padding:0px 3px 0px 3px;vertical-align:bottom;text-align:center;">63</td> <td data-sheets-numberformat='{"1":2,"2":"0","3":1}' data-sheets-value='{"1":3,"3":20}' style="border-right:1px solid #000000;overflow:hidden;padding:0px 3px 0px 3px;vertical-align:bottom;text-align:center;">20</td> </tr> <tr style="height:20px;"> <td style="border-left:1px solid #000000;overflow:hidden;padding:0px 3px 0px 3px;vertical-align:bottom;font-weight:bold;"></td> <td data-sheets-value='{"1":2,"2":"Double-walled"}' style="overflow:hidden;padding:0px 3px 0px 3px;vertical-align:bottom;font-weight:bold;">Double-walled</td> <td data-sheets-value='{"1":2,"2":"Opal (A/D)"}' style="border-right:1px solid #000000;overflow:hidden;padding:0px 3px 0px 3px;vertical-align:bottom;font-weight:bold;">Opal (A/D)</td> <td data-sheets-numberformat='{"1":2,"2":"0.00","3":1}' data-sheets-value='{"1":3,"3":2.9}' style="overflow:hidden;padding:0px 3px 0px 3px;vertical-align:bottom;text-align:center;">2.90</td> <td data-sheets-numberformat='{"1":2,"2":"0","3":1}' data-sheets-value='{"1":3,"3":51}' style="overflow:hidden;padding:0px 3px 0px 3px;vertical-align:bottom;text-align:center;">51</td> <td data-sheets-numberformat='{"1":2,"2":"0","3":1}' data-sheets-value='{"1":3,"3":50}' style="overflow:hidden;padding:0px 3px 0px 3px;vertical-align:bottom;text-align:center;">50</td> <td data-sheets-numberformat='{"1":2,"2":"0","3":1}' data-sheets-value='{"1":3,"3":20}' style="border-right:1px solid #000000;overflow:hidden;padding:0px 3px 0px 3px;vertical-align:bottom;text-align:center;">20</td> </tr> <tr style="height:20px;"> <td style="border-left:1px solid #000000;overflow:hidden;padding:0px 3px 0px 3px;vertical-align:bottom;font-weight:bold;"></td> <td data-sheets-value='{"1":2,"2":"Triple-walled"}' style="overflow:hidden;padding:0px 3px 0px 3px;vertical-align:bottom;font-weight:bold;">Triple-walled</td> <td data-sheets-value='{"1":2,"2":"Clear (A/H/H)"}' style="border-right:1px solid #000000;overflow:hidden;padding:0px 3px 0px 3px;vertical-align:bottom;font-weight:bold;">Clear (A/H/H)</td> <td data-sheets-numberformat='{"1":2,"2":"0.00","3":1}' data-sheets-value='{"1":3,"3":1.7}' style="overflow:hidden;padding:0px 3px 0px 3px;vertical-align:bottom;text-align:center;">1.70</td> <td data-sheets-numberformat='{"1":2,"2":"0","3":1}' data-sheets-value='{"1":3,"3":71}' style="overflow:hidden;padding:0px 3px 0px 3px;vertical-align:bottom;text-align:center;">71</td> <td data-sheets-numberformat='{"1":2,"2":"0","3":1}' data-sheets-value='{"1":3,"3":63}' style="overflow:hidden;padding:0px 3px 0px 3px;vertical-align:bottom;text-align:center;">63</td> <td data-sheets-numberformat='{"1":2,"2":"0","3":1}' data-sheets-value='{"1":3,"3":22}' style="border-right:1px solid #000000;overflow:hidden;padding:0px 3px 0px 3px;vertical-align:bottom;text-align:center;">22</td> </tr> <tr style="height:20px;"> <td style="border-left:1px solid #000000;overflow:hidden;padding:0px 3px 0px 3px;vertical-align:bottom;font-weight:bold;"></td> <td data-sheets-value='{"1":2,"2":"Triple-walled"}' style="overflow:hidden;padding:0px 3px 0px 3px;vertical-align:bottom;font-weight:bold;">Triple-walled</td> <td data-sheets-value='{"1":2,"2":"Opal (A/O/O)"}' style="border-right:1px solid #000000;overflow:hidden;padding:0px 3px 0px 3px;vertical-align:bottom;font-weight:bold;">Opal (A/O/O)</td> <td data-sheets-numberformat='{"1":2,"2":"0.00","3":1}' data-sheets-value='{"1":3,"3":1.7}' style="overflow:hidden;padding:0px 3px 0px 3px;vertical-align:bottom;text-align:center;">1.70</td> <td data-sheets-numberformat='{"1":2,"2":"0","3":1}' data-sheets-value='{"1":3,"3":61}' style="overflow:hidden;padding:0px 3px 0px 3px;vertical-align:bottom;text-align:center;">61</td> <td data-sheets-numberformat='{"1":2,"2":"0","3":1}' data-sheets-value='{"1":3,"3":48}' style="overflow:hidden;padding:0px 3px 0px 3px;vertical-align:bottom;text-align:center;">48</td> <td data-sheets-numberformat='{"1":2,"2":"0","3":1}' data-sheets-value='{"1":3,"3":22}' style="border-right:1px solid #000000;overflow:hidden;padding:0px 3px 0px 3px;vertical-align:bottom;text-align:center;">22</td> </tr> <tr style="height:20px;"> <td style="border-left:1px solid #000000;overflow:hidden;padding:0px 3px 0px 3px;vertical-align:bottom;font-weight:bold;"></td> <td data-sheets-value='{"1":2,"2":"Four-walled"}' style="overflow:hidden;padding:0px 3px 0px 3px;vertical-align:bottom;font-weight:bold;">Four-walled</td> <td data-sheets-value='{"1":2,"2":"Clear (A/H/H/H)"}' style="border-right:1px solid #000000;overflow:hidden;padding:0px 3px 0px 3px;vertical-align:bottom;font-weight:bold;">Clear (A/H/H/H)</td> <td data-sheets-numberformat='{"1":2,"2":"0.00","3":1}' data-sheets-value='{"1":3,"3":1.28}' style="overflow:hidden;padding:0px 3px 0px 3px;vertical-align:bottom;text-align:center;">1.28</td> <td data-sheets-numberformat='{"1":2,"2":"0","3":1}' data-sheets-value='{"1":3,"3":64}' style="overflow:hidden;padding:0px 3px 0px 3px;vertical-align:bottom;text-align:center;">64</td> <td data-sheets-numberformat='{"1":2,"2":"0","3":1}' data-sheets-value='{"1":3,"3":52}' style="overflow:hidden;padding:0px 3px 0px 3px;vertical-align:bottom;text-align:center;">52</td> <td data-sheets-numberformat='{"1":2,"2":"0","3":1}' data-sheets-value='{"1":3,"3":23}' style="border-right:1px solid #000000;overflow:hidden;padding:0px 3px 0px 3px;vertical-align:bottom;text-align:center;">23</td> </tr> <tr style="height:20px;"> <td style="border-bottom:1px solid #000000;border-left:1px solid #000000;overflow:hidden;padding:0px 3px 0px 3px;vertical-align:bottom;"></td> <td data-sheets-value='{"1":2,"2":"Four-walled"}' style="border-bottom:1px solid #000000;overflow:hidden;padding:0px 3px 0px 3px;vertical-align:bottom;font-weight:bold;">Four-walled</td> <td data-sheets-value='{"1":2,"2":"Opal (A/H/O/H)"}' style="border-right:1px solid #000000;border-bottom:1px solid #000000;overflow:hidden;padding:0px 3px 0px 3px;vertical-align:bottom;font-weight:bold;">Opal (A/H/O/H)</td> <td data-sheets-numberformat='{"1":2,"2":"0.00","3":1}' data-sheets-value='{"1":3,"3":1.28}' style="border-bottom:1px solid #000000;overflow:hidden;padding:0px 3px 0px 3px;vertical-align:bottom;text-align:center;">1.28</td> <td data-sheets-numberformat='{"1":2,"2":"0","3":1}' data-sheets-value='{"1":3,"3":59}' style="border-bottom:1px solid #000000;overflow:hidden;padding:0px 3px 0px 3px;vertical-align:bottom;text-align:center;">59</td> <td data-sheets-numberformat='{"1":2,"2":"0","3":1}' data-sheets-value='{"1":3,"3":46}' style="border-bottom:1px solid #000000;overflow:hidden;padding:0px 3px 0px 3px;vertical-align:bottom;text-align:center;">46</td> <td data-sheets-numberformat='{"1":2,"2":"0","3":1}' data-sheets-value='{"1":3,"3":23}' style="border-right:1px solid #000000;border-bottom:1px solid #000000;overflow:hidden;padding:0px 3px 0px 3px;vertical-align:bottom;text-align:center;">23</td> </tr> <tr style="height:20px;"> <td data-sheets-value='{"1":2,"2":"Polycarbonate"}' style="border-left:1px solid #000000;overflow:hidden;padding:0px 3px 0px 3px;vertical-align:bottom;font-weight:bold;">Polycarbonate</td> <td data-sheets-value='{"1":2,"2":"Single-walled"}' style="overflow:hidden;padding:0px 3px 0px 3px;vertical-align:bottom;font-weight:bold;">Single-walled</td> <td data-sheets-value='{"1":2,"2":"Heatstop Opal (T)"}' style="border-right:1px solid #000000;overflow:hidden;padding:0px 3px 0px 3px;vertical-align:bottom;font-weight:bold;">Heatstop Opal (T)</td> <td data-sheets-numberformat='{"1":2,"2":"0.00","3":1}' data-sheets-value='{"1":3,"3":5.17}' style="overflow:hidden;padding:0px 3px 0px 3px;vertical-align:bottom;text-align:center;">5.17</td> <td data-sheets-numberformat='{"1":2,"2":"0","3":1}' data-sheets-value='{"1":3,"3":49}' style="overflow:hidden;padding:0px 3px 0px 3px;vertical-align:bottom;text-align:center;">49</td> <td data-sheets-numberformat='{"1":2,"2":"0","3":1}' data-sheets-value='{"1":3,"3":59}' style="overflow:hidden;padding:0px 3px 0px 3px;vertical-align:bottom;text-align:center;">59</td> <td data-sheets-numberformat='{"1":2,"2":"0","3":1}' data-sheets-value='{"1":2,"2":"-"}' style="border-right:1px solid #000000;overflow:hidden;padding:0px 3px 0px 3px;vertical-align:bottom;text-align:center;">-</td> </tr> <tr style="height:20px;"> <td data-sheets-value='{"1":2,"2":"Heatstop PC"}' style="border-left:1px solid #000000;overflow:hidden;padding:0px 3px 0px 3px;vertical-align:bottom;font-weight:bold;">Heatstop PC</td> <td data-sheets-value='{"1":2,"2":"Double-walled"}' style="overflow:hidden;padding:0px 3px 0px 3px;vertical-align:bottom;font-weight:bold;">Double-walled</td> <td data-sheets-value='{"1":2,"2":"Clear (T/H)"}' style="border-right:1px solid #000000;overflow:hidden;padding:0px 3px 0px 3px;vertical-align:bottom;font-weight:bold;">Clear (T/H)</td> <td data-sheets-numberformat='{"1":2,"2":"0.00","3":1}' data-sheets-value='{"1":3,"3":2.9}' style="overflow:hidden;padding:0px 3px 0px 3px;vertical-align:bottom;text-align:center;">2.90</td> <td data-sheets-numberformat='{"1":2,"2":"0","3":1}' data-sheets-value='{"1":3,"3":44}' style="overflow:hidden;padding:0px 3px 0px 3px;vertical-align:bottom;text-align:center;">44</td> <td data-sheets-numberformat='{"1":2,"2":"0","3":1}' data-sheets-value='{"1":3,"3":51}' style="overflow:hidden;padding:0px 3px 0px 3px;vertical-align:bottom;text-align:center;">51</td> <td data-sheets-numberformat='{"1":2,"2":"0","3":1}' data-sheets-value='{"1":3,"3":20}' style="border-right:1px solid #000000;overflow:hidden;padding:0px 3px 0px 3px;vertical-align:bottom;text-align:center;">20</td> </tr> <tr style="height:20px;"> <td style="border-left:1px solid #000000;overflow:hidden;padding:0px 3px 0px 3px;vertical-align:bottom;font-weight:bold;"></td> <td data-sheets-value='{"1":2,"2":"Double-walled"}' style="overflow:hidden;padding:0px 3px 0px 3px;vertical-align:bottom;font-weight:bold;">Double-walled</td> <td data-sheets-value='{"1":2,"2":"Opal (T/O)"}' style="border-right:1px solid #000000;overflow:hidden;padding:0px 3px 0px 3px;vertical-align:bottom;font-weight:bold;">Opal (T/O)</td> <td data-sheets-numberformat='{"1":2,"2":"0.00","3":1}' data-sheets-value='{"1":3,"3":2.9}' style="overflow:hidden;padding:0px 3px 0px 3px;vertical-align:bottom;text-align:center;">2.90</td> <td data-sheets-numberformat='{"1":2,"2":"0","3":1}' data-sheets-value='{"1":3,"3":41}' style="overflow:hidden;padding:0px 3px 0px 3px;vertical-align:bottom;text-align:center;">41</td> <td data-sheets-numberformat='{"1":2,"2":"0","3":1}' data-sheets-value='{"1":3,"3":45}' style="overflow:hidden;padding:0px 3px 0px 3px;vertical-align:bottom;text-align:center;">45</td> <td data-sheets-numberformat='{"1":2,"2":"0","3":1}' data-sheets-value='{"1":3,"3":20}' style="border-right:1px solid #000000;overflow:hidden;padding:0px 3px 0px 3px;vertical-align:bottom;text-align:center;">20</td> </tr> <tr style="height:20px;"> <td style="border-left:1px solid #000000;overflow:hidden;padding:0px 3px 0px 3px;vertical-align:bottom;font-weight:bold;"></td> <td data-sheets-value='{"1":2,"2":"Triple-walled"}' style="overflow:hidden; | skylux-160-ce-met-koepel-en-polyester-opstand-30-20-met-lm-motor-1300-x-2800-mm | 8586011345229 | 46872308941133
Smoke and heat exhaust (SHEV) | SHE system | Skylux | Skylux 160° CE with skylight and polyester curb 30/20 with double LM-actuator 1600 x 2200 mm |  | 50716 | 5412970507161 | 9100.45 | Yes | 30-45 | 129.65 | 1600 x 2200 mm | 2200 | 1600 |  | polyester 30/20 (30 cm high & roof opening = 20 cm larger than daylight size) | Rectangular | 5.17 W/m²K - 1.28 W/m²K | 87% - 32% | 90% - 32% | 20dB - 23dB | 160° CE (for industry) | skylight | without spoiler | E | Double actuator | Maximum four-walled skylight possible for this product | Ut-value LT-value g-value Rw-value EN 1873 : 2014 EN ISO 13468 EN 16153 EN 410 EN 410 EN ISO 140-3 Material Walls Shells (W/m²K) (%) (%) (dB) Acrylic Single-walled Clear (H) 5.17 90 87 - PMMA Single-walled Opal (O) 5.17 83 76 - Double-walled Clear (H/H) 2.90 81 75 20 Double-walled Opal (O/O) 2.90 69 58 20 Triple-walled Clear (H/H/H) 1.70 73 65 22 Triple-walled Opal (O/H/O) 1.70 62 51 22 Four-walled Clear (H/H/H/H) 1.28 64 54 23 Four-walled Opal (H/H/O/H) 1.28 59 48 23 Polycarbonate Single-walled Clear (A) 5.17 88 83 - PC Single-walled Opal (D) 5.17 58 60 - Double-walled Clear (A/H) 2.90 79 72 20 Double-walled Clear (A/A) 2.90 77 69 20 Double-walled Opal (A/O) 2.90 73 63 20 Double-walled Opal (A/D) 2.90 51 50 20 Triple-walled Clear (A/H/H) 1.70 71 63 22 Triple-walled Opal (A/O/O) 1.70 61 48 22 Four-walled Clear (A/H/H/H) 1.28 64 52 23 Four-walled Opal (A/H/O/H) 1.28 59 46 23 Polycarbonate Single-walled Heatstop Opal (T) 5.17 49 59 - Heatstop PC Double-walled Clear (T/H) 2.90 44 51 20 Double-walled Opal (T/O) 2.90 41 45 20 Triple-walled Clear (T/H/H) 1.70 40 <td data-sheets-numberformat='{"1":2,"2":"0","3":1}' data-sheets-value='{"1":3,"3":44}' style="overflow:hidden;paddin | https://skylux.eu/en/products/skylux-160-ce-met-koepel-en-polyester-opstand-30-20-met-lm-motor-1600-x-2200-mm | https://skylux.eu/cdn/shop/files/Skylux-160deg-CE-met-koepel-en-polyester-opstand-3020-met-dubbele-LM-motor-1600-x-2200-mm-RWA-systeem.jpg?v=1702978002&width=1600 | https://skylux.eu/cdn/shop/files/e5a82811-1bb0-48e4-a776-cacb59c7c092_f71fcc89-6eed-4f09-a0c4-79f98c9afe0b.jpg?v=1688550527&width=1600 | //skylux.eu/cdn/shop/files/E_MH_Mounting_instructions_Skylux_160_CE_LM.pdf?v=12406716259046007223 | //skylux.eu/cdn/shop/files/E_TD_Technical_File_Skylux_Skylux_160_CE_Electric.pdf?v=3667116872303399239 | <style type="text/css" id="isPasted"> <!--td { border: 1px solid #cccccc; } br { mso-data-placement: same-cell; } --> </style> <table border="1" cellpadding="0" cellspacing="0" dir="ltr" style="table-layout:fixed;font-size:10pt;font-family:Arial;border-collapse:collapse;border:none;"><tbody> <tr style="height:20px;"> <td style="overflow:hidden;padding:0px 3px 0px 3px;vertical-align:bottom;"></td> <td style="overflow:hidden;padding:0px 3px 0px 3px;vertical-align:bottom;"></td> <td style="overflow:hidden;padding:0px 3px 0px 3px;vertical-align:bottom;"></td> <td data-sheets-value='{"1":2,"2":"Ut-value"}' style="overflow:hidden;padding:0px 3px 0px 3px;vertical-align:bottom;font-weight:bold;text-align:center;">Ut-value</td> <td data-sheets-value='{"1":2,"2":"LT-value"}' style="overflow:hidden;padding:0px 3px 0px 3px;vertical-align:bottom;font-weight:bold;text-align:center;">LT-value</td> <td data-sheets-value='{"1":2,"2":"g-value"}' style="overflow:hidden;padding:0px 3px 0px 3px;vertical-align:bottom;font-weight:bold;text-align:center;">g-value</td> <td data-sheets-value='{"1":2,"2":"Rw-value "}' style="overflow:hidden;padding:0px 3px 0px 3px;vertical-align:bottom;font-weight:bold;text-align:center;">Rw-value </td> </tr> <tr style="height:20px;"> <td style="overflow:hidden;padding:0px 3px 0px 3px;vertical-align:bottom;"></td> <td style="overflow:hidden;padding:0px 3px 0px 3px;vertical-align:bottom;"></td> <td style="overflow:hidden;padding:0px 3px 0px 3px;vertical-align:bottom;"></td> <td data-sheets-numberformat='{"1":2,"2":"0.00","3":1}' data-sheets-value='{"1":2,"2":"EN 1873 : 2014"}' style="overflow:hidden;padding:0px 3px 0px 3px;vertical-align:bottom;text-align:center;">EN 1873 : 2014</td> <td data-sheets-numberformat='{"1":2,"2":"0","3":1}' data-sheets-value='{"1":2,"2":"EN ISO 13468 EN 16153 EN 410"}' style="overflow:hidden;padding:0px 3px 0px 3px;vertical-align:bottom;text-align:center;">EN ISO 13468 EN 16153 EN 410</td> <td data-sheets-numberformat='{"1":2,"2":"0","3":1}' data-sheets-value='{"1":2,"2":"EN 410"}' style="overflow:hidden;padding:0px 3px 0px 3px;vertical-align:bottom;text-align:center;">EN 410</td> <td data-sheets-value='{"1":2,"2":"EN ISO 140-3\t\t"}' style="overflow:hidden;padding:0px 3px 0px 3px;vertical-align:bottom;text-align:center;">EN ISO 140-3 </td> </tr> <tr style="height:20px;"> <td data-sheets-value='{"1":2,"2":"Material"}' style="border-bottom:1px solid #000000;overflow:hidden;padding:0px 3px 0px 3px;vertical-align:bottom;background-color:#000000;font-weight:bold;color:#ffffff;">Material</td> <td data-sheets-value='{"1":2,"2":"Walls"}' style="border-bottom:1px solid #000000;overflow:hidden;padding:0px 3px 0px 3px;vertical-align:bottom;background-color:#000000;font-weight:bold;color:#ffffff;">Walls</td> <td data-sheets-value='{"1":2,"2":"Shells"}' style="border-bottom:1px solid #000000;overflow:hidden;padding:0px 3px 0px 3px;vertical-align:bottom;background-color:#000000;font-weight:bold;color:#ffffff;">Shells</td> <td data-sheets-numberformat='{"1":2,"2":"0.00","3":1}' data-sheets-value='{"1":2,"2":"(W/m²K)\t"}' style="border-bottom:1px solid #000000;overflow:hidden;padding:0px 3px 0px 3px;vertical-align:bottom;background-color:#000000;font-weight:bold;color:#ffffff;text-align:center;">(W/m²K) </td> <td data-sheets-numberformat='{"1":2,"2":"0","3":1}' data-sheets-value='{"1":2,"2":"(%)"}' style="border-bottom:1px solid #000000;overflow:hidden;padding:0px 3px 0px 3px;vertical-align:bottom;background-color:#000000;font-weight:bold;color:#ffffff;text-align:center;">(%)</td> <td data-sheets-numberformat='{"1":2,"2":"0","3":1}' data-sheets-value='{"1":2,"2":"(%)"}' style="border-bottom:1px solid #000000;overflow:hidden;padding:0px 3px 0px 3px;vertical-align:bottom;background-color:#000000;font-weight:bold;color:#ffffff;text-align:center;">(%)</td> <td data-sheets-value='{"1":2,"2":"(dB)"}' style="border-bottom:1px solid #000000;overflow:hidden;padding:0px 3px 0px 3px;vertical-align:bottom;background-color:#000000;font-weight:bold;color:#ffffff;text-align:center;">(dB)</td> </tr> <tr style="height:20px;"> <td data-sheets-value='{"1":2,"2":"Acrylic"}' style="border-left:1px solid #000000;overflow:hidden;padding:0px 3px 0px 3px;vertical-align:bottom;font-weight:bold;">Acrylic</td> <td data-sheets-value='{"1":2,"2":"Single-walled"}' style="overflow:hidden;padding:0px 3px 0px 3px;vertical-align:bottom;font-weight:bold;">Single-walled</td> <td data-sheets-value='{"1":2,"2":"Clear (H)"}' style="border-right:1px solid #000000;overflow:hidden;padding:0px 3px 0px 3px;vertical-align:bottom;font-weight:bold;">Clear (H)</td> <td data-sheets-numberformat='{"1":2,"2":"0.00","3":1}' data-sheets-value='{"1":3,"3":5.17}' style="overflow:hidden;padding:0px 3px 0px 3px;vertical-align:bottom;text-align:center;">5.17</td> <td data-sheets-numberformat='{"1":2,"2":"0","3":1}' data-sheets-value='{"1":3,"3":90}' style="overflow:hidden;padding:0px 3px 0px 3px;vertical-align:bottom;text-align:center;">90</td> <td data-sheets-numberformat='{"1":2,"2":"0","3":1}' data-sheets-value='{"1":3,"3":87}' style="overflow:hidden;padding:0px 3px 0px 3px;vertical-align:bottom;text-align:center;">87</td> <td data-sheets-numberformat='{"1":2,"2":"0","3":1}' data-sheets-value='{"1":2,"2":"-"}' style="border-right:1px solid #000000;overflow:hidden;padding:0px 3px 0px 3px;vertical-align:bottom;text-align:center;">-</td> </tr> <tr style="height:20px;"> <td data-sheets-value='{"1":2,"2":"PMMA"}' style="border-left:1px solid #000000;overflow:hidden;padding:0px 3px 0px 3px;vertical-align:bottom;font-weight:bold;">PMMA</td> <td data-sheets-value='{"1":2,"2":"Single-walled"}' style="overflow:hidden;padding:0px 3px 0px 3px;vertical-align:bottom;font-weight:bold;">Single-walled</td> <td data-sheets-value='{"1":2,"2":"Opal (O)"}' style="border-right:1px solid #000000;overflow:hidden;padding:0px 3px 0px 3px;vertical-align:bottom;font-weight:bold;">Opal (O)</td> <td data-sheets-numberformat='{"1":2,"2":"0.00","3":1}' data-sheets-value='{"1":3,"3":5.17}' style="overflow:hidden;padding:0px 3px 0px 3px;vertical-align:bottom;text-align:center;">5.17</td> <td data-sheets-numberformat='{"1":2,"2":"0","3":1}' data-sheets-value='{"1":3,"3":83}' style="overflow:hidden;padding:0px 3px 0px 3px;vertical-align:bottom;text-align:center;">83</td> <td data-sheets-numberformat='{"1":2,"2":"0","3":1}' data-sheets-value='{"1":3,"3":76}' style="overflow:hidden;padding:0px 3px 0px 3px;vertical-align:bottom;text-align:center;">76</td> <td data-sheets-numberformat='{"1":2,"2":"0","3":1}' data-sheets-value='{"1":2,"2":"-"}' style="border-right:1px solid #000000;overflow:hidden;padding:0px 3px 0px 3px;vertical-align:bottom;text-align:center;">-</td> </tr> <tr style="height:20px;"> <td style="border-left:1px solid #000000;overflow:hidden;padding:0px 3px 0px 3px;vertical-align:bottom;font-weight:bold;"></td> <td data-sheets-value='{"1":2,"2":"Double-walled"}' style="overflow:hidden;padding:0px 3px 0px 3px;vertical-align:bottom;font-weight:bold;">Double-walled</td> <td data-sheets-value='{"1":2,"2":"Clear (H/H)"}' style="border-right:1px solid #000000;overflow:hidden;padding:0px 3px 0px 3px;vertical-align:bottom;font-weight:bold;">Clear (H/H)</td> <td data-sheets-numberformat='{"1":2,"2":"0.00","3":1}' data-sheets-value='{"1":3,"3":2.9}' style="overflow:hidden;padding:0px 3px 0px 3px;vertical-align:bottom;text-align:center;">2.90</td> <td data-sheets-numberformat='{"1":2,"2":"0","3":1}' data-sheets-value='{"1":3,"3":81}' style="overflow:hidden;padding:0px 3px 0px 3px;vertical-align:bottom;text-align:center;">81</td> <td data-sheets-numberformat='{"1":2,"2":"0","3":1}' data-sheets-value='{"1":3,"3":75}' style="overflow:hidden;padding:0px 3px 0px 3px;vertical-align:bottom;text-align:center;">75</td> <td data-sheets-numberformat='{"1":2,"2":"0","3":1}' data-sheets-value='{"1":3,"3":20}' style="border-right:1px solid #000000;overflow:hidden;padding:0px 3px 0px 3px;vertical-align:bottom;text-align:center;">20</td> </tr> <tr style="height:20px;"> <td style="border-left:1px solid #000000;overflow:hidden;padding:0px 3px 0px 3px;vertical-align:bottom;font-weight:bold;"></td> <td data-sheets-value='{"1":2,"2":"Double-walled"}' style="overflow:hidden;padding:0px 3px 0px 3px;vertical-align:bottom;font-weight:bold;">Double-walled</td> <td data-sheets-value='{"1":2,"2":"Opal (O/O)"}' style="border-right:1px solid #000000;overflow:hidden;padding:0px 3px 0px 3px;vertical-align:bottom;font-weight:bold;">Opal (O/O)</td> <td data-sheets-numberformat='{"1":2,"2":"0.00","3":1}' data-sheets-value='{"1":3,"3":2.9}' style="overflow:hidden;padding:0px 3px 0px 3px;vertical-align:bottom;text-align:center;">2.90</td> <td data-sheets-numberformat='{"1":2,"2":"0","3":1}' data-sheets-value='{"1":3,"3":69}' style="overflow:hidden;padding:0px 3px 0px 3px;vertical-align:bottom;text-align:center;">69</td> <td data-sheets-numberformat='{"1":2,"2":"0","3":1}' data-sheets-value='{"1":3,"3":58}' style="overflow:hidden;padding:0px 3px 0px 3px;vertical-align:bottom;text-align:center;">58</td> <td data-sheets-numberformat='{"1":2,"2":"0","3":1}' data-sheets-value='{"1":3,"3":20}' style="border-right:1px solid #000000;overflow:hidden;padding:0px 3px 0px 3px;vertical-align:bottom;text-align:center;">20</td> </tr> <tr style="height:20px;"> <td style="border-left:1px solid #000000;overflow:hidden;padding:0px 3px 0px 3px;vertical-align:bottom;font-weight:bold;"></td> <td data-sheets-value='{"1":2,"2":"Triple-walled"}' style="overflow:hidden;padding:0px 3px 0px 3px;vertical-align:bottom;font-weight:bold;">Triple-walled</td> <td data-sheets-value='{"1":2,"2":"Clear (H/H/H)"}' style="border-right:1px solid #000000;overflow:hidden;padding:0px 3px 0px 3px;vertical-align:bottom;font-weight:bold;">Clear (H/H/H)</td> <td data-sheets-numberformat='{"1":2,"2":"0.00","3":1}' data-sheets-value='{"1":3,"3":1.7}' style="overflow:hidden;padding:0px 3px 0px 3px;vertical-align:bottom;text-align:center;">1.70</td> <td data-sheets-numberformat='{"1":2,"2":"0","3":1}' data-sheets-value='{"1":3,"3":73}' style="overflow:hidden;padding:0px 3px 0px 3px;vertical-align:bottom;text-align:center;">73</td> <td data-sheets-numberformat='{"1":2,"2":"0","3":1}' data-sheets-value='{"1":3,"3":65}' style="overflow:hidden;padding:0px 3px 0px 3px;vertical-align:bottom;text-align:center;">65</td> <td data-sheets-numberformat='{"1":2,"2":"0","3":1}' data-sheets-value='{"1":3,"3":22}' style="border-right:1px solid #000000;overflow:hidden;padding:0px 3px 0px 3px;vertical-align:bottom;text-align:center;">22</td> </tr> <tr style="height:20px;"> <td style="border-left:1px solid #000000;overflow:hidden;padding:0px 3px 0px 3px;vertical-align:bottom;font-weight:bold;"></td> <td data-sheets-value='{"1":2,"2":"Triple-walled"}' style="overflow:hidden;padding:0px 3px 0px 3px;vertical-align:bottom;font-weight:bold;">Triple-walled</td> <td data-sheets-value='{"1":2,"2":"Opal (O/H/O)"}' style="border-right:1px solid #000000;overflow:hidden;padding:0px 3px 0px 3px;vertical-align:bottom;font-weight:bold;">Opal (O/H/O)</td> <td data-sheets-numberformat='{"1":2,"2":"0.00","3":1}' data-sheets-value='{"1":3,"3":1.7}' style="overflow:hidden;padding:0px 3px 0px 3px;vertical-align:bottom;text-align:center;">1.70</td> <td data-sheets-numberformat='{"1":2,"2":"0","3":1}' data-sheets-value='{"1":3,"3":62}' style="overflow:hidden;padding:0px 3px 0px 3px;vertical-align:bottom;text-align:center;">62</td> <td data-sheets-numberformat='{"1":2,"2":"0","3":1}' data-sheets-value='{"1":3,"3":51}' style="overflow:hidden;padding:0px 3px 0px 3px;vertical-align:bottom;text-align:center;">51</td> <td data-sheets-numberformat='{"1":2,"2":"0","3":1}' data-sheets-value='{"1":3,"3":22}' style="border-right:1px solid #000000;overflow:hidden;padding:0px 3px 0px 3px;vertical-align:bottom;text-align:center;">22</td> </tr> <tr style="height:20px;"> <td style="border-left:1px solid #000000;overflow:hidden;padding:0px 3px 0px 3px;vertical-align:bottom;font-weight:bold;"></td> <td data-sheets-value='{"1":2,"2":"Four-walled"}' style="overflow:hidden;padding:0px 3px 0px 3px;vertical-align:bottom;font-weight:bold;">Four-walled</td> <td data-sheets-value='{"1":2,"2":"Clear (H/H/H/H)"}' style="border-right:1px solid #000000;overflow:hidden;padding:0px 3px 0px 3px;vertical-align:bottom;font-weight:bold;">Clear (H/H/H/H)</td> <td data-sheets-numberformat='{"1":2,"2":"0.00","3":1}' data-sheets-value='{"1":3,"3":1.28}' style="overflow:hidden;padding:0px 3px 0px 3px;vertical-align:bottom;text-align:center;">1.28</td> <td data-sheets-numberformat='{"1":2,"2":"0","3":1}' data-sheets-value='{"1":3,"3":64}' style="overflow:hidden;padding:0px 3px 0px 3px;vertical-align:bottom;text-align:center;">64</td> <td data-sheets-numberformat='{"1":2,"2":"0","3":1}' data-sheets-value='{"1":3,"3":54}' style="overflow:hidden;padding:0px 3px 0px 3px;vertical-align:bottom;text-align:center;">54</td> <td data-sheets-numberformat='{"1":2,"2":"0","3":1}' data-sheets-value='{"1":3,"3":23}' style="border-right:1px solid #000000;overflow:hidden;padding:0px 3px 0px 3px;vertical-align:bottom;text-align:center;">23</td> </tr> <tr style="height:20px;"> <td style="border-bottom:1px solid #000000;border-left:1px solid #000000;overflow:hidden;padding:0px 3px 0px 3px;vertical-align:bottom;"></td> <td data-sheets-value='{"1":2,"2":"Four-walled"}' style="border-bottom:1px solid #000000;overflow:hidden;padding:0px 3px 0px 3px;vertical-align:bottom;font-weight:bold;">Four-walled</td> <td data-sheets-value='{"1":2,"2":"Opal (H/H/O/H)"}' style="border-right:1px solid #000000;border-bottom:1px solid #000000;overflow:hidden;padding:0px 3px 0px 3px;vertical-align:bottom;font-weight:bold;">Opal (H/H/O/H)</td> <td data-sheets-numberformat='{"1":2,"2":"0.00","3":1}' data-sheets-value='{"1":3,"3":1.28}' style="border-bottom:1px solid #000000;overflow:hidden;padding:0px 3px 0px 3px;vertical-align:bottom;text-align:center;">1.28</td> <td data-sheets-numberformat='{"1":2,"2":"0","3":1}' data-sheets-value='{"1":3,"3":59}' style="border-bottom:1px solid #000000;overflow:hidden;padding:0px 3px 0px 3px;vertical-align:bottom;text-align:center;">59</td> <td data-sheets-numberformat='{"1":2,"2":"0","3":1}' data-sheets-value='{"1":3,"3":48}' style="border-bottom:1px solid #000000;overflow:hidden;padding:0px 3px 0px 3px;vertical-align:bottom;text-align:center;">48</td> <td data-sheets-numberformat='{"1":2,"2":"0","3":1}' data-sheets-value='{"1":3,"3":23}' style="border-right:1px solid #000000;border-bottom:1px solid #000000;overflow:hidden;padding:0px 3px 0px 3px;vertical-align:bottom;text-align:center;">23</td> </tr> <tr style="height:20px;"> <td data-sheets-value='{"1":2,"2":"Polycarbonate "}' style="border-left:1px solid #000000;overflow:hidden;padding:0px 3px 0px 3px;vertical-align:bottom;font-weight:bold;">Polycarbonate </td> <td data-sheets-value='{"1":2,"2":"Single-walled"}' style="overflow:hidden;padding:0px 3px 0px 3px;vertical-align:bottom;font-weight:bold;">Single-walled</td> <td data-sheets-value='{"1":2,"2":"Clear (A)"}' style="border-right:1px solid #000000;overflow:hidden;padding:0px 3px 0px 3px;vertical-align:bottom;font-weight:bold;">Clear (A)</td> <td data-sheets-numberformat='{"1":2,"2":"0.00","3":1}' data-sheets-value='{"1":3,"3":5.17}' style="overflow:hidden;padding:0px 3px 0px 3px;vertical-align:bottom;text-align:center;">5.17</td> <td data-sheets-numberformat='{"1":2,"2":"0","3":1}' data-sheets-value='{"1":3,"3":88}' style="overflow:hidden;padding:0px 3px 0px 3px;vertical-align:bottom;text-align:center;">88</td> <td data-sheets-numberformat='{"1":2,"2":"0","3":1}' data-sheets-value='{"1":3,"3":83}' style="overflow:hidden;padding:0px 3px 0px 3px;vertical-align:bottom;text-align:center;">83</td> <td data-sheets-numberformat='{"1":2,"2":"0","3":1}' data-sheets-value='{"1":2,"2":"-"}' style="border-right:1px solid #000000;overflow:hidden;padding:0px 3px 0px 3px;vertical-align:bottom;text-align:center;">-</td> </tr> <tr style="height:20px;"> <td data-sheets-value='{"1":2,"2":"PC"}' style="border-left:1px solid #000000;overflow:hidden;padding:0px 3px 0px 3px;vertical-align:bottom;font-weight:bold;">PC</td> <td data-sheets-value='{"1":2,"2":"Single-walled"}' style="overflow:hidden;padding:0px 3px 0px 3px;vertical-align:bottom;font-weight:bold;">Single-walled</td> <td data-sheets-value='{"1":2,"2":"Opal (D)"}' style="border-right:1px solid #000000;overflow:hidden;padding:0px 3px 0px 3px;vertical-align:bottom;font-weight:bold;">Opal (D)</td> <td data-sheets-numberformat='{"1":2,"2":"0.00","3":1}' data-sheets-value='{"1":3,"3":5.17}' style="overflow:hidden;padding:0px 3px 0px 3px;vertical-align:bottom;text-align:center;">5.17</td> <td data-sheets-numberformat='{"1":2,"2":"0","3":1}' data-sheets-value='{"1":3,"3":58}' style="overflow:hidden;padding:0px 3px 0px 3px;vertical-align:bottom;text-align:center;">58</td> <td data-sheets-numberformat='{"1":2,"2":"0","3":1}' data-sheets-value='{"1":3,"3":60}' style="overflow:hidden;padding:0px 3px 0px 3px;vertical-align:bottom;text-align:center;">60</td> <td data-sheets-numberformat='{"1":2,"2":"0","3":1}' data-sheets-value='{"1":2,"2":"-"}' style="border-right:1px solid #000000;overflow:hidden;padding:0px 3px 0px 3px;vertical-align:bottom;text-align:center;">-</td> </tr> <tr style="height:20px;"> <td style="border-left:1px solid #000000;overflow:hidden;padding:0px 3px 0px 3px;vertical-align:bottom;font-weight:bold;"></td> <td data-sheets-value='{"1":2,"2":"Double-walled"}' style="overflow:hidden;padding:0px 3px 0px 3px;vertical-align:bottom;font-weight:bold;">Double-walled</td> <td data-sheets-value='{"1":2,"2":"Clear (A/H)"}' style="border-right:1px solid #000000;overflow:hidden;padding:0px 3px 0px 3px;vertical-align:bottom;font-weight:bold;">Clear (A/H)</td> <td data-sheets-numberformat='{"1":2,"2":"0.00","3":1}' data-sheets-value='{"1":3,"3":2.9}' style="overflow:hidden;padding:0px 3px 0px 3px;vertical-align:bottom;text-align:center;">2.90</td> <td data-sheets-numberformat='{"1":2,"2":"0","3":1}' data-sheets-value='{"1":3,"3":79}' style="overflow:hidden;padding:0px 3px 0px 3px;vertical-align:bottom;text-align:center;">79</td> <td data-sheets-numberformat='{"1":2,"2":"0","3":1}' data-sheets-value='{"1":3,"3":72}' style="overflow:hidden;padding:0px 3px 0px 3px;vertical-align:bottom;text-align:center;">72</td> <td data-sheets-numberformat='{"1":2,"2":"0","3":1}' data-sheets-value='{"1":3,"3":20}' style="border-right:1px solid #000000;overflow:hidden;padding:0px 3px 0px 3px;vertical-align:bottom;text-align:center;">20</td> </tr> <tr style="height:20px;"> <td style="border-left:1px solid #000000;overflow:hidden;padding:0px 3px 0px 3px;vertical-align:bottom;font-weight:bold;"></td> <td data-sheets-value='{"1":2,"2":"Double-walled"}' style="overflow:hidden;padding:0px 3px 0px 3px;vertical-align:bottom;font-weight:bold;">Double-walled</td> <td data-sheets-value='{"1":2,"2":"Clear (A/A)"}' style="border-right:1px solid #000000;overflow:hidden;padding:0px 3px 0px 3px;vertical-align:bottom;font-weight:bold;">Clear (A/A)</td> <td data-sheets-numberformat='{"1":2,"2":"0.00","3":1}' data-sheets-value='{"1":3,"3":2.9}' style="overflow:hidden;padding:0px 3px 0px 3px;vertical-align:bottom;text-align:center;">2.90</td> <td data-sheets-numberformat='{"1":2,"2":"0","3":1}' data-sheets-value='{"1":3,"3":77}' style="overflow:hidden;padding:0px 3px 0px 3px;vertical-align:bottom;text-align:center;">77</td> <td data-sheets-numberformat='{"1":2,"2":"0","3":1}' data-sheets-value='{"1":3,"3":69}' style="overflow:hidden;padding:0px 3px 0px 3px;vertical-align:bottom;text-align:center;">69</td> <td data-sheets-numberformat='{"1":2,"2":"0","3":1}' data-sheets-value='{"1":3,"3":20}' style="border-right:1px solid #000000;overflow:hidden;padding:0px 3px 0px 3px;vertical-align:bottom;text-align:center;">20</td> </tr> <tr style="height:20px;"> <td style="border-left:1px solid #000000;overflow:hidden;padding:0px 3px 0px 3px;vertical-align:bottom;font-weight:bold;"></td> <td data-sheets-value='{"1":2,"2":"Double-walled"}' style="overflow:hidden;padding:0px 3px 0px 3px;vertical-align:bottom;font-weight:bold;">Double-walled</td> <td data-sheets-value='{"1":2,"2":"Opal (A/O)"}' style="border-right:1px solid #000000;overflow:hidden;padding:0px 3px 0px 3px;vertical-align:bottom;font-weight:bold;">Opal (A/O)</td> <td data-sheets-numberformat='{"1":2,"2":"0.00","3":1}' data-sheets-value='{"1":3,"3":2.9}' style="overflow:hidden;padding:0px 3px 0px 3px;vertical-align:bottom;text-align:center;">2.90</td> <td data-sheets-numberformat='{"1":2,"2":"0","3":1}' data-sheets-value='{"1":3,"3":73}' style="overflow:hidden;padding:0px 3px 0px 3px;vertical-align:bottom;text-align:center;">73</td> <td data-sheets-numberformat='{"1":2,"2":"0","3":1}' data-sheets-value='{"1":3,"3":63}' style="overflow:hidden;padding:0px 3px 0px 3px;vertical-align:bottom;text-align:center;">63</td> <td data-sheets-numberformat='{"1":2,"2":"0","3":1}' data-sheets-value='{"1":3,"3":20}' style="border-right:1px solid #000000;overflow:hidden;padding:0px 3px 0px 3px;vertical-align:bottom;text-align:center;">20</td> </tr> <tr style="height:20px;"> <td style="border-left:1px solid #000000;overflow:hidden;padding:0px 3px 0px 3px;vertical-align:bottom;font-weight:bold;"></td> <td data-sheets-value='{"1":2,"2":"Double-walled"}' style="overflow:hidden;padding:0px 3px 0px 3px;vertical-align:bottom;font-weight:bold;">Double-walled</td> <td data-sheets-value='{"1":2,"2":"Opal (A/D)"}' style="border-right:1px solid #000000;overflow:hidden;padding:0px 3px 0px 3px;vertical-align:bottom;font-weight:bold;">Opal (A/D)</td> <td data-sheets-numberformat='{"1":2,"2":"0.00","3":1}' data-sheets-value='{"1":3,"3":2.9}' style="overflow:hidden;padding:0px 3px 0px 3px;vertical-align:bottom;text-align:center;">2.90</td> <td data-sheets-numberformat='{"1":2,"2":"0","3":1}' data-sheets-value='{"1":3,"3":51}' style="overflow:hidden;padding:0px 3px 0px 3px;vertical-align:bottom;text-align:center;">51</td> <td data-sheets-numberformat='{"1":2,"2":"0","3":1}' data-sheets-value='{"1":3,"3":50}' style="overflow:hidden;padding:0px 3px 0px 3px;vertical-align:bottom;text-align:center;">50</td> <td data-sheets-numberformat='{"1":2,"2":"0","3":1}' data-sheets-value='{"1":3,"3":20}' style="border-right:1px solid #000000;overflow:hidden;padding:0px 3px 0px 3px;vertical-align:bottom;text-align:center;">20</td> </tr> <tr style="height:20px;"> <td style="border-left:1px solid #000000;overflow:hidden;padding:0px 3px 0px 3px;vertical-align:bottom;font-weight:bold;"></td> <td data-sheets-value='{"1":2,"2":"Triple-walled"}' style="overflow:hidden;padding:0px 3px 0px 3px;vertical-align:bottom;font-weight:bold;">Triple-walled</td> <td data-sheets-value='{"1":2,"2":"Clear (A/H/H)"}' style="border-right:1px solid #000000;overflow:hidden;padding:0px 3px 0px 3px;vertical-align:bottom;font-weight:bold;">Clear (A/H/H)</td> <td data-sheets-numberformat='{"1":2,"2":"0.00","3":1}' data-sheets-value='{"1":3,"3":1.7}' style="overflow:hidden;padding:0px 3px 0px 3px;vertical-align:bottom;text-align:center;">1.70</td> <td data-sheets-numberformat='{"1":2,"2":"0","3":1}' data-sheets-value='{"1":3,"3":71}' style="overflow:hidden;padding:0px 3px 0px 3px;vertical-align:bottom;text-align:center;">71</td> <td data-sheets-numberformat='{"1":2,"2":"0","3":1}' data-sheets-value='{"1":3,"3":63}' style="overflow:hidden;padding:0px 3px 0px 3px;vertical-align:bottom;text-align:center;">63</td> <td data-sheets-numberformat='{"1":2,"2":"0","3":1}' data-sheets-value='{"1":3,"3":22}' style="border-right:1px solid #000000;overflow:hidden;padding:0px 3px 0px 3px;vertical-align:bottom;text-align:center;">22</td> </tr> <tr style="height:20px;"> <td style="border-left:1px solid #000000;overflow:hidden;padding:0px 3px 0px 3px;vertical-align:bottom;font-weight:bold;"></td> <td data-sheets-value='{"1":2,"2":"Triple-walled"}' style="overflow:hidden;padding:0px 3px 0px 3px;vertical-align:bottom;font-weight:bold;">Triple-walled</td> <td data-sheets-value='{"1":2,"2":"Opal (A/O/O)"}' style="border-right:1px solid #000000;overflow:hidden;padding:0px 3px 0px 3px;vertical-align:bottom;font-weight:bold;">Opal (A/O/O)</td> <td data-sheets-numberformat='{"1":2,"2":"0.00","3":1}' data-sheets-value='{"1":3,"3":1.7}' style="overflow:hidden;padding:0px 3px 0px 3px;vertical-align:bottom;text-align:center;">1.70</td> <td data-sheets-numberformat='{"1":2,"2":"0","3":1}' data-sheets-value='{"1":3,"3":61}' style="overflow:hidden;padding:0px 3px 0px 3px;vertical-align:bottom;text-align:center;">61</td> <td data-sheets-numberformat='{"1":2,"2":"0","3":1}' data-sheets-value='{"1":3,"3":48}' style="overflow:hidden;padding:0px 3px 0px 3px;vertical-align:bottom;text-align:center;">48</td> <td data-sheets-numberformat='{"1":2,"2":"0","3":1}' data-sheets-value='{"1":3,"3":22}' style="border-right:1px solid #000000;overflow:hidden;padding:0px 3px 0px 3px;vertical-align:bottom;text-align:center;">22</td> </tr> <tr style="height:20px;"> <td style="border-left:1px solid #000000;overflow:hidden;padding:0px 3px 0px 3px;vertical-align:bottom;font-weight:bold;"></td> <td data-sheets-value='{"1":2,"2":"Four-walled"}' style="overflow:hidden;padding:0px 3px 0px 3px;vertical-align:bottom;font-weight:bold;">Four-walled</td> <td data-sheets-value='{"1":2,"2":"Clear (A/H/H/H)"}' style="border-right:1px solid #000000;overflow:hidden;padding:0px 3px 0px 3px;vertical-align:bottom;font-weight:bold;">Clear (A/H/H/H)</td> <td data-sheets-numberformat='{"1":2,"2":"0.00","3":1}' data-sheets-value='{"1":3,"3":1.28}' style="overflow:hidden;padding:0px 3px 0px 3px;vertical-align:bottom;text-align:center;">1.28</td> <td data-sheets-numberformat='{"1":2,"2":"0","3":1}' data-sheets-value='{"1":3,"3":64}' style="overflow:hidden;padding:0px 3px 0px 3px;vertical-align:bottom;text-align:center;">64</td> <td data-sheets-numberformat='{"1":2,"2":"0","3":1}' data-sheets-value='{"1":3,"3":52}' style="overflow:hidden;padding:0px 3px 0px 3px;vertical-align:bottom;text-align:center;">52</td> <td data-sheets-numberformat='{"1":2,"2":"0","3":1}' data-sheets-value='{"1":3,"3":23}' style="border-right:1px solid #000000;overflow:hidden;padding:0px 3px 0px 3px;vertical-align:bottom;text-align:center;">23</td> </tr> <tr style="height:20px;"> <td style="border-bottom:1px solid #000000;border-left:1px solid #000000;overflow:hidden;padding:0px 3px 0px 3px;vertical-align:bottom;"></td> <td data-sheets-value='{"1":2,"2":"Four-walled"}' style="border-bottom:1px solid #000000;overflow:hidden;padding:0px 3px 0px 3px;vertical-align:bottom;font-weight:bold;">Four-walled</td> <td data-sheets-value='{"1":2,"2":"Opal (A/H/O/H)"}' style="border-right:1px solid #000000;border-bottom:1px solid #000000;overflow:hidden;padding:0px 3px 0px 3px;vertical-align:bottom;font-weight:bold;">Opal (A/H/O/H)</td> <td data-sheets-numberformat='{"1":2,"2":"0.00","3":1}' data-sheets-value='{"1":3,"3":1.28}' style="border-bottom:1px solid #000000;overflow:hidden;padding:0px 3px 0px 3px;vertical-align:bottom;text-align:center;">1.28</td> <td data-sheets-numberformat='{"1":2,"2":"0","3":1}' data-sheets-value='{"1":3,"3":59}' style="border-bottom:1px solid #000000;overflow:hidden;padding:0px 3px 0px 3px;vertical-align:bottom;text-align:center;">59</td> <td data-sheets-numberformat='{"1":2,"2":"0","3":1}' data-sheets-value='{"1":3,"3":46}' style="border-bottom:1px solid #000000;overflow:hidden;padding:0px 3px 0px 3px;vertical-align:bottom;text-align:center;">46</td> <td data-sheets-numberformat='{"1":2,"2":"0","3":1}' data-sheets-value='{"1":3,"3":23}' style="border-right:1px solid #000000;border-bottom:1px solid #000000;overflow:hidden;padding:0px 3px 0px 3px;vertical-align:bottom;text-align:center;">23</td> </tr> <tr style="height:20px;"> <td data-sheets-value='{"1":2,"2":"Polycarbonate"}' style="border-left:1px solid #000000;overflow:hidden;padding:0px 3px 0px 3px;vertical-align:bottom;font-weight:bold;">Polycarbonate</td> <td data-sheets-value='{"1":2,"2":"Single-walled"}' style="overflow:hidden;padding:0px 3px 0px 3px;vertical-align:bottom;font-weight:bold;">Single-walled</td> <td data-sheets-value='{"1":2,"2":"Heatstop Opal (T)"}' style="border-right:1px solid #000000;overflow:hidden;padding:0px 3px 0px 3px;vertical-align:bottom;font-weight:bold;">Heatstop Opal (T)</td> <td data-sheets-numberformat='{"1":2,"2":"0.00","3":1}' data-sheets-value='{"1":3,"3":5.17}' style="overflow:hidden;padding:0px 3px 0px 3px;vertical-align:bottom;text-align:center;">5.17</td> <td data-sheets-numberformat='{"1":2,"2":"0","3":1}' data-sheets-value='{"1":3,"3":49}' style="overflow:hidden;padding:0px 3px 0px 3px;vertical-align:bottom;text-align:center;">49</td> <td data-sheets-numberformat='{"1":2,"2":"0","3":1}' data-sheets-value='{"1":3,"3":59}' style="overflow:hidden;padding:0px 3px 0px 3px;vertical-align:bottom;text-align:center;">59</td> <td data-sheets-numberformat='{"1":2,"2":"0","3":1}' data-sheets-value='{"1":2,"2":"-"}' style="border-right:1px solid #000000;overflow:hidden;padding:0px 3px 0px 3px;vertical-align:bottom;text-align:center;">-</td> </tr> <tr style="height:20px;"> <td data-sheets-value='{"1":2,"2":"Heatstop PC"}' style="border-left:1px solid #000000;overflow:hidden;padding:0px 3px 0px 3px;vertical-align:bottom;font-weight:bold;">Heatstop PC</td> <td data-sheets-value='{"1":2,"2":"Double-walled"}' style="overflow:hidden;padding:0px 3px 0px 3px;vertical-align:bottom;font-weight:bold;">Double-walled</td> <td data-sheets-value='{"1":2,"2":"Clear (T/H)"}' style="border-right:1px solid #000000;overflow:hidden;padding:0px 3px 0px 3px;vertical-align:bottom;font-weight:bold;">Clear (T/H)</td> <td data-sheets-numberformat='{"1":2,"2":"0.00","3":1}' data-sheets-value='{"1":3,"3":2.9}' style="overflow:hidden;padding:0px 3px 0px 3px;vertical-align:bottom;text-align:center;">2.90</td> <td data-sheets-numberformat='{"1":2,"2":"0","3":1}' data-sheets-value='{"1":3,"3":44}' style="overflow:hidden;padding:0px 3px 0px 3px;vertical-align:bottom;text-align:center;">44</td> <td data-sheets-numberformat='{"1":2,"2":"0","3":1}' data-sheets-value='{"1":3,"3":51}' style="overflow:hidden;padding:0px 3px 0px 3px;vertical-align:bottom;text-align:center;">51</td> <td data-sheets-numberformat='{"1":2,"2":"0","3":1}' data-sheets-value='{"1":3,"3":20}' style="border-right:1px solid #000000;overflow:hidden;padding:0px 3px 0px 3px;vertical-align:bottom;text-align:center;">20</td> </tr> <tr style="height:20px;"> <td style="border-left:1px solid #000000;overflow:hidden;padding:0px 3px 0px 3px;vertical-align:bottom;font-weight:bold;"></td> <td data-sheets-value='{"1":2,"2":"Double-walled"}' style="overflow:hidden;padding:0px 3px 0px 3px;vertical-align:bottom;font-weight:bold;">Double-walled</td> <td data-sheets-value='{"1":2,"2":"Opal (T/O)"}' style="border-right:1px solid #000000;overflow:hidden;padding:0px 3px 0px 3px;vertical-align:bottom;font-weight:bold;">Opal (T/O)</td> <td data-sheets-numberformat='{"1":2,"2":"0.00","3":1}' data-sheets-value='{"1":3,"3":2.9}' style="overflow:hidden;padding:0px 3px 0px 3px;vertical-align:bottom;text-align:center;">2.90</td> <td data-sheets-numberformat='{"1":2,"2":"0","3":1}' data-sheets-value='{"1":3,"3":41}' style="overflow:hidden;padding:0px 3px 0px 3px;vertical-align:bottom;text-align:center;">41</td> <td data-sheets-numberformat='{"1":2,"2":"0","3":1}' data-sheets-value='{"1":3,"3":45}' style="overflow:hidden;padding:0px 3px 0px 3px;vertical-align:bottom;text-align:center;">45</td> <td data-sheets-numberformat='{"1":2,"2":"0","3":1}' data-sheets-value='{"1":3,"3":20}' style="border-right:1px solid #000000;overflow:hidden;padding:0px 3px 0px 3px;vertical-align:bottom;text-align:center;">20</td> </tr> <tr style="height:20px;"> <td style="border-left:1px solid #000000;overflow:hidden;padding:0px 3px 0px 3px;vertical-align:bottom;font-weight:bold;"></td> <td data-sheets-value='{"1":2,"2":"Triple-walled"}' style="overflow:hidden; | skylux-160-ce-met-koepel-en-polyester-opstand-30-20-met-lm-motor-1600-x-2200-mm | 8586011443533 | 46872309104973
Smoke and heat exhaust (SHEV) | SHE system | Skylux | Skylux 160° CE with skylight and polyester curb 30/20 with double LM-actuator 1600 x 2300 mm |  | 50717 | 5412970507178 | 9330.35 | Yes | 30-45 | 132.66 | 1600 x 2300 mm | 2300 | 1600 |  | polyester 30/20 (30 cm high & roof opening = 20 cm larger than daylight size) | Rectangular | 5.17 W/m²K - 1.28 W/m²K | 87% - 32% | 90% - 32% | 20dB - 23dB | 160° CE (for industry) | skylight | without spoiler | E | Double actuator | Maximum four-walled skylight possible for this product | Ut-value LT-value g-value Rw-value EN 1873 : 2014 EN ISO 13468 EN 16153 EN 410 EN 410 EN ISO 140-3 Material Walls Shells (W/m²K) (%) (%) (dB) Acrylic Single-walled Clear (H) 5.17 90 87 - PMMA Single-walled Opal (O) 5.17 83 76 - Double-walled Clear (H/H) 2.90 81 75 20 Double-walled Opal (O/O) 2.90 69 58 20 Triple-walled Clear (H/H/H) 1.70 73 65 22 Triple-walled Opal (O/H/O) 1.70 62 51 22 Four-walled Clear (H/H/H/H) 1.28 64 54 23 Four-walled Opal (H/H/O/H) 1.28 59 48 23 Polycarbonate Single-walled Clear (A) 5.17 88 83 - PC Single-walled Opal (D) 5.17 58 60 - Double-walled Clear (A/H) 2.90 79 72 20 Double-walled Clear (A/A) 2.90 77 69 20 Double-walled Opal (A/O) 2.90 73 63 20 Double-walled Opal (A/D) 2.90 51 50 20 Triple-walled Clear (A/H/H) 1.70 71 63 22 Triple-walled Opal (A/O/O) 1.70 61 48 22 Four-walled Clear (A/H/H/H) 1.28 64 52 23 Four-walled Opal (A/H/O/H) 1.28 59 46 23 Polycarbonate Single-walled Heatstop Opal (T) 5.17 49 59 - Heatstop PC Double-walled Clear (T/H) 2.90 44 51 20 Double-walled Opal (T/O) 2.90 41 45 20 Triple-walled Clear (T/H/H) 1.70 40 <td data-sheets-numberformat='{"1":2,"2":"0","3":1}' data-sheets-value='{"1":3,"3":44}' style="overflow:hidden;paddin | https://skylux.eu/en/products/skylux-160-ce-met-koepel-en-polyester-opstand-30-20-met-lm-motor-1600-x-2300-mm | https://skylux.eu/cdn/shop/files/Skylux-160deg-CE-met-koepel-en-polyester-opstand-3020-met-dubbele-LM-motor-1600-x-2300-mm-RWA-systeem.jpg?v=1702978008&width=1600 | https://skylux.eu/cdn/shop/files/e5a82811-1bb0-48e4-a776-cacb59c7c092_4a9780b3-925d-4471-830f-c861b51f4fd2.jpg?v=1688550529&width=1600 | //skylux.eu/cdn/shop/files/E_MH_Mounting_instructions_Skylux_160_CE_LM.pdf?v=12406716259046007223 | //skylux.eu/cdn/shop/files/E_TD_Technical_File_Skylux_Skylux_160_CE_Electric.pdf?v=3667116872303399239 | <style type="text/css" id="isPasted"> <!--td { border: 1px solid #cccccc; } br { mso-data-placement: same-cell; } --> </style> <table border="1" cellpadding="0" cellspacing="0" dir="ltr" style="table-layout:fixed;font-size:10pt;font-family:Arial;border-collapse:collapse;border:none;"><tbody> <tr style="height:20px;"> <td style="overflow:hidden;padding:0px 3px 0px 3px;vertical-align:bottom;"></td> <td style="overflow:hidden;padding:0px 3px 0px 3px;vertical-align:bottom;"></td> <td style="overflow:hidden;padding:0px 3px 0px 3px;vertical-align:bottom;"></td> <td data-sheets-value='{"1":2,"2":"Ut-value"}' style="overflow:hidden;padding:0px 3px 0px 3px;vertical-align:bottom;font-weight:bold;text-align:center;">Ut-value</td> <td data-sheets-value='{"1":2,"2":"LT-value"}' style="overflow:hidden;padding:0px 3px 0px 3px;vertical-align:bottom;font-weight:bold;text-align:center;">LT-value</td> <td data-sheets-value='{"1":2,"2":"g-value"}' style="overflow:hidden;padding:0px 3px 0px 3px;vertical-align:bottom;font-weight:bold;text-align:center;">g-value</td> <td data-sheets-value='{"1":2,"2":"Rw-value "}' style="overflow:hidden;padding:0px 3px 0px 3px;vertical-align:bottom;font-weight:bold;text-align:center;">Rw-value </td> </tr> <tr style="height:20px;"> <td style="overflow:hidden;padding:0px 3px 0px 3px;vertical-align:bottom;"></td> <td style="overflow:hidden;padding:0px 3px 0px 3px;vertical-align:bottom;"></td> <td style="overflow:hidden;padding:0px 3px 0px 3px;vertical-align:bottom;"></td> <td data-sheets-numberformat='{"1":2,"2":"0.00","3":1}' data-sheets-value='{"1":2,"2":"EN 1873 : 2014"}' style="overflow:hidden;padding:0px 3px 0px 3px;vertical-align:bottom;text-align:center;">EN 1873 : 2014</td> <td data-sheets-numberformat='{"1":2,"2":"0","3":1}' data-sheets-value='{"1":2,"2":"EN ISO 13468 EN 16153 EN 410"}' style="overflow:hidden;padding:0px 3px 0px 3px;vertical-align:bottom;text-align:center;">EN ISO 13468 EN 16153 EN 410</td> <td data-sheets-numberformat='{"1":2,"2":"0","3":1}' data-sheets-value='{"1":2,"2":"EN 410"}' style="overflow:hidden;padding:0px 3px 0px 3px;vertical-align:bottom;text-align:center;">EN 410</td> <td data-sheets-value='{"1":2,"2":"EN ISO 140-3\t\t"}' style="overflow:hidden;padding:0px 3px 0px 3px;vertical-align:bottom;text-align:center;">EN ISO 140-3 </td> </tr> <tr style="height:20px;"> <td data-sheets-value='{"1":2,"2":"Material"}' style="border-bottom:1px solid #000000;overflow:hidden;padding:0px 3px 0px 3px;vertical-align:bottom;background-color:#000000;font-weight:bold;color:#ffffff;">Material</td> <td data-sheets-value='{"1":2,"2":"Walls"}' style="border-bottom:1px solid #000000;overflow:hidden;padding:0px 3px 0px 3px;vertical-align:bottom;background-color:#000000;font-weight:bold;color:#ffffff;">Walls</td> <td data-sheets-value='{"1":2,"2":"Shells"}' style="border-bottom:1px solid #000000;overflow:hidden;padding:0px 3px 0px 3px;vertical-align:bottom;background-color:#000000;font-weight:bold;color:#ffffff;">Shells</td> <td data-sheets-numberformat='{"1":2,"2":"0.00","3":1}' data-sheets-value='{"1":2,"2":"(W/m²K)\t"}' style="border-bottom:1px solid #000000;overflow:hidden;padding:0px 3px 0px 3px;vertical-align:bottom;background-color:#000000;font-weight:bold;color:#ffffff;text-align:center;">(W/m²K) </td> <td data-sheets-numberformat='{"1":2,"2":"0","3":1}' data-sheets-value='{"1":2,"2":"(%)"}' style="border-bottom:1px solid #000000;overflow:hidden;padding:0px 3px 0px 3px;vertical-align:bottom;background-color:#000000;font-weight:bold;color:#ffffff;text-align:center;">(%)</td> <td data-sheets-numberformat='{"1":2,"2":"0","3":1}' data-sheets-value='{"1":2,"2":"(%)"}' style="border-bottom:1px solid #000000;overflow:hidden;padding:0px 3px 0px 3px;vertical-align:bottom;background-color:#000000;font-weight:bold;color:#ffffff;text-align:center;">(%)</td> <td data-sheets-value='{"1":2,"2":"(dB)"}' style="border-bottom:1px solid #000000;overflow:hidden;padding:0px 3px 0px 3px;vertical-align:bottom;background-color:#000000;font-weight:bold;color:#ffffff;text-align:center;">(dB)</td> </tr> <tr style="height:20px;"> <td data-sheets-value='{"1":2,"2":"Acrylic"}' style="border-left:1px solid #000000;overflow:hidden;padding:0px 3px 0px 3px;vertical-align:bottom;font-weight:bold;">Acrylic</td> <td data-sheets-value='{"1":2,"2":"Single-walled"}' style="overflow:hidden;padding:0px 3px 0px 3px;vertical-align:bottom;font-weight:bold;">Single-walled</td> <td data-sheets-value='{"1":2,"2":"Clear (H)"}' style="border-right:1px solid #000000;overflow:hidden;padding:0px 3px 0px 3px;vertical-align:bottom;font-weight:bold;">Clear (H)</td> <td data-sheets-numberformat='{"1":2,"2":"0.00","3":1}' data-sheets-value='{"1":3,"3":5.17}' style="overflow:hidden;padding:0px 3px 0px 3px;vertical-align:bottom;text-align:center;">5.17</td> <td data-sheets-numberformat='{"1":2,"2":"0","3":1}' data-sheets-value='{"1":3,"3":90}' style="overflow:hidden;padding:0px 3px 0px 3px;vertical-align:bottom;text-align:center;">90</td> <td data-sheets-numberformat='{"1":2,"2":"0","3":1}' data-sheets-value='{"1":3,"3":87}' style="overflow:hidden;padding:0px 3px 0px 3px;vertical-align:bottom;text-align:center;">87</td> <td data-sheets-numberformat='{"1":2,"2":"0","3":1}' data-sheets-value='{"1":2,"2":"-"}' style="border-right:1px solid #000000;overflow:hidden;padding:0px 3px 0px 3px;vertical-align:bottom;text-align:center;">-</td> </tr> <tr style="height:20px;"> <td data-sheets-value='{"1":2,"2":"PMMA"}' style="border-left:1px solid #000000;overflow:hidden;padding:0px 3px 0px 3px;vertical-align:bottom;font-weight:bold;">PMMA</td> <td data-sheets-value='{"1":2,"2":"Single-walled"}' style="overflow:hidden;padding:0px 3px 0px 3px;vertical-align:bottom;font-weight:bold;">Single-walled</td> <td data-sheets-value='{"1":2,"2":"Opal (O)"}' style="border-right:1px solid #000000;overflow:hidden;padding:0px 3px 0px 3px;vertical-align:bottom;font-weight:bold;">Opal (O)</td> <td data-sheets-numberformat='{"1":2,"2":"0.00","3":1}' data-sheets-value='{"1":3,"3":5.17}' style="overflow:hidden;padding:0px 3px 0px 3px;vertical-align:bottom;text-align:center;">5.17</td> <td data-sheets-numberformat='{"1":2,"2":"0","3":1}' data-sheets-value='{"1":3,"3":83}' style="overflow:hidden;padding:0px 3px 0px 3px;vertical-align:bottom;text-align:center;">83</td> <td data-sheets-numberformat='{"1":2,"2":"0","3":1}' data-sheets-value='{"1":3,"3":76}' style="overflow:hidden;padding:0px 3px 0px 3px;vertical-align:bottom;text-align:center;">76</td> <td data-sheets-numberformat='{"1":2,"2":"0","3":1}' data-sheets-value='{"1":2,"2":"-"}' style="border-right:1px solid #000000;overflow:hidden;padding:0px 3px 0px 3px;vertical-align:bottom;text-align:center;">-</td> </tr> <tr style="height:20px;"> <td style="border-left:1px solid #000000;overflow:hidden;padding:0px 3px 0px 3px;vertical-align:bottom;font-weight:bold;"></td> <td data-sheets-value='{"1":2,"2":"Double-walled"}' style="overflow:hidden;padding:0px 3px 0px 3px;vertical-align:bottom;font-weight:bold;">Double-walled</td> <td data-sheets-value='{"1":2,"2":"Clear (H/H)"}' style="border-right:1px solid #000000;overflow:hidden;padding:0px 3px 0px 3px;vertical-align:bottom;font-weight:bold;">Clear (H/H)</td> <td data-sheets-numberformat='{"1":2,"2":"0.00","3":1}' data-sheets-value='{"1":3,"3":2.9}' style="overflow:hidden;padding:0px 3px 0px 3px;vertical-align:bottom;text-align:center;">2.90</td> <td data-sheets-numberformat='{"1":2,"2":"0","3":1}' data-sheets-value='{"1":3,"3":81}' style="overflow:hidden;padding:0px 3px 0px 3px;vertical-align:bottom;text-align:center;">81</td> <td data-sheets-numberformat='{"1":2,"2":"0","3":1}' data-sheets-value='{"1":3,"3":75}' style="overflow:hidden;padding:0px 3px 0px 3px;vertical-align:bottom;text-align:center;">75</td> <td data-sheets-numberformat='{"1":2,"2":"0","3":1}' data-sheets-value='{"1":3,"3":20}' style="border-right:1px solid #000000;overflow:hidden;padding:0px 3px 0px 3px;vertical-align:bottom;text-align:center;">20</td> </tr> <tr style="height:20px;"> <td style="border-left:1px solid #000000;overflow:hidden;padding:0px 3px 0px 3px;vertical-align:bottom;font-weight:bold;"></td> <td data-sheets-value='{"1":2,"2":"Double-walled"}' style="overflow:hidden;padding:0px 3px 0px 3px;vertical-align:bottom;font-weight:bold;">Double-walled</td> <td data-sheets-value='{"1":2,"2":"Opal (O/O)"}' style="border-right:1px solid #000000;overflow:hidden;padding:0px 3px 0px 3px;vertical-align:bottom;font-weight:bold;">Opal (O/O)</td> <td data-sheets-numberformat='{"1":2,"2":"0.00","3":1}' data-sheets-value='{"1":3,"3":2.9}' style="overflow:hidden;padding:0px 3px 0px 3px;vertical-align:bottom;text-align:center;">2.90</td> <td data-sheets-numberformat='{"1":2,"2":"0","3":1}' data-sheets-value='{"1":3,"3":69}' style="overflow:hidden;padding:0px 3px 0px 3px;vertical-align:bottom;text-align:center;">69</td> <td data-sheets-numberformat='{"1":2,"2":"0","3":1}' data-sheets-value='{"1":3,"3":58}' style="overflow:hidden;padding:0px 3px 0px 3px;vertical-align:bottom;text-align:center;">58</td> <td data-sheets-numberformat='{"1":2,"2":"0","3":1}' data-sheets-value='{"1":3,"3":20}' style="border-right:1px solid #000000;overflow:hidden;padding:0px 3px 0px 3px;vertical-align:bottom;text-align:center;">20</td> </tr> <tr style="height:20px;"> <td style="border-left:1px solid #000000;overflow:hidden;padding:0px 3px 0px 3px;vertical-align:bottom;font-weight:bold;"></td> <td data-sheets-value='{"1":2,"2":"Triple-walled"}' style="overflow:hidden;padding:0px 3px 0px 3px;vertical-align:bottom;font-weight:bold;">Triple-walled</td> <td data-sheets-value='{"1":2,"2":"Clear (H/H/H)"}' style="border-right:1px solid #000000;overflow:hidden;padding:0px 3px 0px 3px;vertical-align:bottom;font-weight:bold;">Clear (H/H/H)</td> <td data-sheets-numberformat='{"1":2,"2":"0.00","3":1}' data-sheets-value='{"1":3,"3":1.7}' style="overflow:hidden;padding:0px 3px 0px 3px;vertical-align:bottom;text-align:center;">1.70</td> <td data-sheets-numberformat='{"1":2,"2":"0","3":1}' data-sheets-value='{"1":3,"3":73}' style="overflow:hidden;padding:0px 3px 0px 3px;vertical-align:bottom;text-align:center;">73</td> <td data-sheets-numberformat='{"1":2,"2":"0","3":1}' data-sheets-value='{"1":3,"3":65}' style="overflow:hidden;padding:0px 3px 0px 3px;vertical-align:bottom;text-align:center;">65</td> <td data-sheets-numberformat='{"1":2,"2":"0","3":1}' data-sheets-value='{"1":3,"3":22}' style="border-right:1px solid #000000;overflow:hidden;padding:0px 3px 0px 3px;vertical-align:bottom;text-align:center;">22</td> </tr> <tr style="height:20px;"> <td style="border-left:1px solid #000000;overflow:hidden;padding:0px 3px 0px 3px;vertical-align:bottom;font-weight:bold;"></td> <td data-sheets-value='{"1":2,"2":"Triple-walled"}' style="overflow:hidden;padding:0px 3px 0px 3px;vertical-align:bottom;font-weight:bold;">Triple-walled</td> <td data-sheets-value='{"1":2,"2":"Opal (O/H/O)"}' style="border-right:1px solid #000000;overflow:hidden;padding:0px 3px 0px 3px;vertical-align:bottom;font-weight:bold;">Opal (O/H/O)</td> <td data-sheets-numberformat='{"1":2,"2":"0.00","3":1}' data-sheets-value='{"1":3,"3":1.7}' style="overflow:hidden;padding:0px 3px 0px 3px;vertical-align:bottom;text-align:center;">1.70</td> <td data-sheets-numberformat='{"1":2,"2":"0","3":1}' data-sheets-value='{"1":3,"3":62}' style="overflow:hidden;padding:0px 3px 0px 3px;vertical-align:bottom;text-align:center;">62</td> <td data-sheets-numberformat='{"1":2,"2":"0","3":1}' data-sheets-value='{"1":3,"3":51}' style="overflow:hidden;padding:0px 3px 0px 3px;vertical-align:bottom;text-align:center;">51</td> <td data-sheets-numberformat='{"1":2,"2":"0","3":1}' data-sheets-value='{"1":3,"3":22}' style="border-right:1px solid #000000;overflow:hidden;padding:0px 3px 0px 3px;vertical-align:bottom;text-align:center;">22</td> </tr> <tr style="height:20px;"> <td style="border-left:1px solid #000000;overflow:hidden;padding:0px 3px 0px 3px;vertical-align:bottom;font-weight:bold;"></td> <td data-sheets-value='{"1":2,"2":"Four-walled"}' style="overflow:hidden;padding:0px 3px 0px 3px;vertical-align:bottom;font-weight:bold;">Four-walled</td> <td data-sheets-value='{"1":2,"2":"Clear (H/H/H/H)"}' style="border-right:1px solid #000000;overflow:hidden;padding:0px 3px 0px 3px;vertical-align:bottom;font-weight:bold;">Clear (H/H/H/H)</td> <td data-sheets-numberformat='{"1":2,"2":"0.00","3":1}' data-sheets-value='{"1":3,"3":1.28}' style="overflow:hidden;padding:0px 3px 0px 3px;vertical-align:bottom;text-align:center;">1.28</td> <td data-sheets-numberformat='{"1":2,"2":"0","3":1}' data-sheets-value='{"1":3,"3":64}' style="overflow:hidden;padding:0px 3px 0px 3px;vertical-align:bottom;text-align:center;">64</td> <td data-sheets-numberformat='{"1":2,"2":"0","3":1}' data-sheets-value='{"1":3,"3":54}' style="overflow:hidden;padding:0px 3px 0px 3px;vertical-align:bottom;text-align:center;">54</td> <td data-sheets-numberformat='{"1":2,"2":"0","3":1}' data-sheets-value='{"1":3,"3":23}' style="border-right:1px solid #000000;overflow:hidden;padding:0px 3px 0px 3px;vertical-align:bottom;text-align:center;">23</td> </tr> <tr style="height:20px;"> <td style="border-bottom:1px solid #000000;border-left:1px solid #000000;overflow:hidden;padding:0px 3px 0px 3px;vertical-align:bottom;"></td> <td data-sheets-value='{"1":2,"2":"Four-walled"}' style="border-bottom:1px solid #000000;overflow:hidden;padding:0px 3px 0px 3px;vertical-align:bottom;font-weight:bold;">Four-walled</td> <td data-sheets-value='{"1":2,"2":"Opal (H/H/O/H)"}' style="border-right:1px solid #000000;border-bottom:1px solid #000000;overflow:hidden;padding:0px 3px 0px 3px;vertical-align:bottom;font-weight:bold;">Opal (H/H/O/H)</td> <td data-sheets-numberformat='{"1":2,"2":"0.00","3":1}' data-sheets-value='{"1":3,"3":1.28}' style="border-bottom:1px solid #000000;overflow:hidden;padding:0px 3px 0px 3px;vertical-align:bottom;text-align:center;">1.28</td> <td data-sheets-numberformat='{"1":2,"2":"0","3":1}' data-sheets-value='{"1":3,"3":59}' style="border-bottom:1px solid #000000;overflow:hidden;padding:0px 3px 0px 3px;vertical-align:bottom;text-align:center;">59</td> <td data-sheets-numberformat='{"1":2,"2":"0","3":1}' data-sheets-value='{"1":3,"3":48}' style="border-bottom:1px solid #000000;overflow:hidden;padding:0px 3px 0px 3px;vertical-align:bottom;text-align:center;">48</td> <td data-sheets-numberformat='{"1":2,"2":"0","3":1}' data-sheets-value='{"1":3,"3":23}' style="border-right:1px solid #000000;border-bottom:1px solid #000000;overflow:hidden;padding:0px 3px 0px 3px;vertical-align:bottom;text-align:center;">23</td> </tr> <tr style="height:20px;"> <td data-sheets-value='{"1":2,"2":"Polycarbonate "}' style="border-left:1px solid #000000;overflow:hidden;padding:0px 3px 0px 3px;vertical-align:bottom;font-weight:bold;">Polycarbonate </td> <td data-sheets-value='{"1":2,"2":"Single-walled"}' style="overflow:hidden;padding:0px 3px 0px 3px;vertical-align:bottom;font-weight:bold;">Single-walled</td> <td data-sheets-value='{"1":2,"2":"Clear (A)"}' style="border-right:1px solid #000000;overflow:hidden;padding:0px 3px 0px 3px;vertical-align:bottom;font-weight:bold;">Clear (A)</td> <td data-sheets-numberformat='{"1":2,"2":"0.00","3":1}' data-sheets-value='{"1":3,"3":5.17}' style="overflow:hidden;padding:0px 3px 0px 3px;vertical-align:bottom;text-align:center;">5.17</td> <td data-sheets-numberformat='{"1":2,"2":"0","3":1}' data-sheets-value='{"1":3,"3":88}' style="overflow:hidden;padding:0px 3px 0px 3px;vertical-align:bottom;text-align:center;">88</td> <td data-sheets-numberformat='{"1":2,"2":"0","3":1}' data-sheets-value='{"1":3,"3":83}' style="overflow:hidden;padding:0px 3px 0px 3px;vertical-align:bottom;text-align:center;">83</td> <td data-sheets-numberformat='{"1":2,"2":"0","3":1}' data-sheets-value='{"1":2,"2":"-"}' style="border-right:1px solid #000000;overflow:hidden;padding:0px 3px 0px 3px;vertical-align:bottom;text-align:center;">-</td> </tr> <tr style="height:20px;"> <td data-sheets-value='{"1":2,"2":"PC"}' style="border-left:1px solid #000000;overflow:hidden;padding:0px 3px 0px 3px;vertical-align:bottom;font-weight:bold;">PC</td> <td data-sheets-value='{"1":2,"2":"Single-walled"}' style="overflow:hidden;padding:0px 3px 0px 3px;vertical-align:bottom;font-weight:bold;">Single-walled</td> <td data-sheets-value='{"1":2,"2":"Opal (D)"}' style="border-right:1px solid #000000;overflow:hidden;padding:0px 3px 0px 3px;vertical-align:bottom;font-weight:bold;">Opal (D)</td> <td data-sheets-numberformat='{"1":2,"2":"0.00","3":1}' data-sheets-value='{"1":3,"3":5.17}' style="overflow:hidden;padding:0px 3px 0px 3px;vertical-align:bottom;text-align:center;">5.17</td> <td data-sheets-numberformat='{"1":2,"2":"0","3":1}' data-sheets-value='{"1":3,"3":58}' style="overflow:hidden;padding:0px 3px 0px 3px;vertical-align:bottom;text-align:center;">58</td> <td data-sheets-numberformat='{"1":2,"2":"0","3":1}' data-sheets-value='{"1":3,"3":60}' style="overflow:hidden;padding:0px 3px 0px 3px;vertical-align:bottom;text-align:center;">60</td> <td data-sheets-numberformat='{"1":2,"2":"0","3":1}' data-sheets-value='{"1":2,"2":"-"}' style="border-right:1px solid #000000;overflow:hidden;padding:0px 3px 0px 3px;vertical-align:bottom;text-align:center;">-</td> </tr> <tr style="height:20px;"> <td style="border-left:1px solid #000000;overflow:hidden;padding:0px 3px 0px 3px;vertical-align:bottom;font-weight:bold;"></td> <td data-sheets-value='{"1":2,"2":"Double-walled"}' style="overflow:hidden;padding:0px 3px 0px 3px;vertical-align:bottom;font-weight:bold;">Double-walled</td> <td data-sheets-value='{"1":2,"2":"Clear (A/H)"}' style="border-right:1px solid #000000;overflow:hidden;padding:0px 3px 0px 3px;vertical-align:bottom;font-weight:bold;">Clear (A/H)</td> <td data-sheets-numberformat='{"1":2,"2":"0.00","3":1}' data-sheets-value='{"1":3,"3":2.9}' style="overflow:hidden;padding:0px 3px 0px 3px;vertical-align:bottom;text-align:center;">2.90</td> <td data-sheets-numberformat='{"1":2,"2":"0","3":1}' data-sheets-value='{"1":3,"3":79}' style="overflow:hidden;padding:0px 3px 0px 3px;vertical-align:bottom;text-align:center;">79</td> <td data-sheets-numberformat='{"1":2,"2":"0","3":1}' data-sheets-value='{"1":3,"3":72}' style="overflow:hidden;padding:0px 3px 0px 3px;vertical-align:bottom;text-align:center;">72</td> <td data-sheets-numberformat='{"1":2,"2":"0","3":1}' data-sheets-value='{"1":3,"3":20}' style="border-right:1px solid #000000;overflow:hidden;padding:0px 3px 0px 3px;vertical-align:bottom;text-align:center;">20</td> </tr> <tr style="height:20px;"> <td style="border-left:1px solid #000000;overflow:hidden;padding:0px 3px 0px 3px;vertical-align:bottom;font-weight:bold;"></td> <td data-sheets-value='{"1":2,"2":"Double-walled"}' style="overflow:hidden;padding:0px 3px 0px 3px;vertical-align:bottom;font-weight:bold;">Double-walled</td> <td data-sheets-value='{"1":2,"2":"Clear (A/A)"}' style="border-right:1px solid #000000;overflow:hidden;padding:0px 3px 0px 3px;vertical-align:bottom;font-weight:bold;">Clear (A/A)</td> <td data-sheets-numberformat='{"1":2,"2":"0.00","3":1}' data-sheets-value='{"1":3,"3":2.9}' style="overflow:hidden;padding:0px 3px 0px 3px;vertical-align:bottom;text-align:center;">2.90</td> <td data-sheets-numberformat='{"1":2,"2":"0","3":1}' data-sheets-value='{"1":3,"3":77}' style="overflow:hidden;padding:0px 3px 0px 3px;vertical-align:bottom;text-align:center;">77</td> <td data-sheets-numberformat='{"1":2,"2":"0","3":1}' data-sheets-value='{"1":3,"3":69}' style="overflow:hidden;padding:0px 3px 0px 3px;vertical-align:bottom;text-align:center;">69</td> <td data-sheets-numberformat='{"1":2,"2":"0","3":1}' data-sheets-value='{"1":3,"3":20}' style="border-right:1px solid #000000;overflow:hidden;padding:0px 3px 0px 3px;vertical-align:bottom;text-align:center;">20</td> </tr> <tr style="height:20px;"> <td style="border-left:1px solid #000000;overflow:hidden;padding:0px 3px 0px 3px;vertical-align:bottom;font-weight:bold;"></td> <td data-sheets-value='{"1":2,"2":"Double-walled"}' style="overflow:hidden;padding:0px 3px 0px 3px;vertical-align:bottom;font-weight:bold;">Double-walled</td> <td data-sheets-value='{"1":2,"2":"Opal (A/O)"}' style="border-right:1px solid #000000;overflow:hidden;padding:0px 3px 0px 3px;vertical-align:bottom;font-weight:bold;">Opal (A/O)</td> <td data-sheets-numberformat='{"1":2,"2":"0.00","3":1}' data-sheets-value='{"1":3,"3":2.9}' style="overflow:hidden;padding:0px 3px 0px 3px;vertical-align:bottom;text-align:center;">2.90</td> <td data-sheets-numberformat='{"1":2,"2":"0","3":1}' data-sheets-value='{"1":3,"3":73}' style="overflow:hidden;padding:0px 3px 0px 3px;vertical-align:bottom;text-align:center;">73</td> <td data-sheets-numberformat='{"1":2,"2":"0","3":1}' data-sheets-value='{"1":3,"3":63}' style="overflow:hidden;padding:0px 3px 0px 3px;vertical-align:bottom;text-align:center;">63</td> <td data-sheets-numberformat='{"1":2,"2":"0","3":1}' data-sheets-value='{"1":3,"3":20}' style="border-right:1px solid #000000;overflow:hidden;padding:0px 3px 0px 3px;vertical-align:bottom;text-align:center;">20</td> </tr> <tr style="height:20px;"> <td style="border-left:1px solid #000000;overflow:hidden;padding:0px 3px 0px 3px;vertical-align:bottom;font-weight:bold;"></td> <td data-sheets-value='{"1":2,"2":"Double-walled"}' style="overflow:hidden;padding:0px 3px 0px 3px;vertical-align:bottom;font-weight:bold;">Double-walled</td> <td data-sheets-value='{"1":2,"2":"Opal (A/D)"}' style="border-right:1px solid #000000;overflow:hidden;padding:0px 3px 0px 3px;vertical-align:bottom;font-weight:bold;">Opal (A/D)</td> <td data-sheets-numberformat='{"1":2,"2":"0.00","3":1}' data-sheets-value='{"1":3,"3":2.9}' style="overflow:hidden;padding:0px 3px 0px 3px;vertical-align:bottom;text-align:center;">2.90</td> <td data-sheets-numberformat='{"1":2,"2":"0","3":1}' data-sheets-value='{"1":3,"3":51}' style="overflow:hidden;padding:0px 3px 0px 3px;vertical-align:bottom;text-align:center;">51</td> <td data-sheets-numberformat='{"1":2,"2":"0","3":1}' data-sheets-value='{"1":3,"3":50}' style="overflow:hidden;padding:0px 3px 0px 3px;vertical-align:bottom;text-align:center;">50</td> <td data-sheets-numberformat='{"1":2,"2":"0","3":1}' data-sheets-value='{"1":3,"3":20}' style="border-right:1px solid #000000;overflow:hidden;padding:0px 3px 0px 3px;vertical-align:bottom;text-align:center;">20</td> </tr> <tr style="height:20px;"> <td style="border-left:1px solid #000000;overflow:hidden;padding:0px 3px 0px 3px;vertical-align:bottom;font-weight:bold;"></td> <td data-sheets-value='{"1":2,"2":"Triple-walled"}' style="overflow:hidden;padding:0px 3px 0px 3px;vertical-align:bottom;font-weight:bold;">Triple-walled</td> <td data-sheets-value='{"1":2,"2":"Clear (A/H/H)"}' style="border-right:1px solid #000000;overflow:hidden;padding:0px 3px 0px 3px;vertical-align:bottom;font-weight:bold;">Clear (A/H/H)</td> <td data-sheets-numberformat='{"1":2,"2":"0.00","3":1}' data-sheets-value='{"1":3,"3":1.7}' style="overflow:hidden;padding:0px 3px 0px 3px;vertical-align:bottom;text-align:center;">1.70</td> <td data-sheets-numberformat='{"1":2,"2":"0","3":1}' data-sheets-value='{"1":3,"3":71}' style="overflow:hidden;padding:0px 3px 0px 3px;vertical-align:bottom;text-align:center;">71</td> <td data-sheets-numberformat='{"1":2,"2":"0","3":1}' data-sheets-value='{"1":3,"3":63}' style="overflow:hidden;padding:0px 3px 0px 3px;vertical-align:bottom;text-align:center;">63</td> <td data-sheets-numberformat='{"1":2,"2":"0","3":1}' data-sheets-value='{"1":3,"3":22}' style="border-right:1px solid #000000;overflow:hidden;padding:0px 3px 0px 3px;vertical-align:bottom;text-align:center;">22</td> </tr> <tr style="height:20px;"> <td style="border-left:1px solid #000000;overflow:hidden;padding:0px 3px 0px 3px;vertical-align:bottom;font-weight:bold;"></td> <td data-sheets-value='{"1":2,"2":"Triple-walled"}' style="overflow:hidden;padding:0px 3px 0px 3px;vertical-align:bottom;font-weight:bold;">Triple-walled</td> <td data-sheets-value='{"1":2,"2":"Opal (A/O/O)"}' style="border-right:1px solid #000000;overflow:hidden;padding:0px 3px 0px 3px;vertical-align:bottom;font-weight:bold;">Opal (A/O/O)</td> <td data-sheets-numberformat='{"1":2,"2":"0.00","3":1}' data-sheets-value='{"1":3,"3":1.7}' style="overflow:hidden;padding:0px 3px 0px 3px;vertical-align:bottom;text-align:center;">1.70</td> <td data-sheets-numberformat='{"1":2,"2":"0","3":1}' data-sheets-value='{"1":3,"3":61}' style="overflow:hidden;padding:0px 3px 0px 3px;vertical-align:bottom;text-align:center;">61</td> <td data-sheets-numberformat='{"1":2,"2":"0","3":1}' data-sheets-value='{"1":3,"3":48}' style="overflow:hidden;padding:0px 3px 0px 3px;vertical-align:bottom;text-align:center;">48</td> <td data-sheets-numberformat='{"1":2,"2":"0","3":1}' data-sheets-value='{"1":3,"3":22}' style="border-right:1px solid #000000;overflow:hidden;padding:0px 3px 0px 3px;vertical-align:bottom;text-align:center;">22</td> </tr> <tr style="height:20px;"> <td style="border-left:1px solid #000000;overflow:hidden;padding:0px 3px 0px 3px;vertical-align:bottom;font-weight:bold;"></td> <td data-sheets-value='{"1":2,"2":"Four-walled"}' style="overflow:hidden;padding:0px 3px 0px 3px;vertical-align:bottom;font-weight:bold;">Four-walled</td> <td data-sheets-value='{"1":2,"2":"Clear (A/H/H/H)"}' style="border-right:1px solid #000000;overflow:hidden;padding:0px 3px 0px 3px;vertical-align:bottom;font-weight:bold;">Clear (A/H/H/H)</td> <td data-sheets-numberformat='{"1":2,"2":"0.00","3":1}' data-sheets-value='{"1":3,"3":1.28}' style="overflow:hidden;padding:0px 3px 0px 3px;vertical-align:bottom;text-align:center;">1.28</td> <td data-sheets-numberformat='{"1":2,"2":"0","3":1}' data-sheets-value='{"1":3,"3":64}' style="overflow:hidden;padding:0px 3px 0px 3px;vertical-align:bottom;text-align:center;">64</td> <td data-sheets-numberformat='{"1":2,"2":"0","3":1}' data-sheets-value='{"1":3,"3":52}' style="overflow:hidden;padding:0px 3px 0px 3px;vertical-align:bottom;text-align:center;">52</td> <td data-sheets-numberformat='{"1":2,"2":"0","3":1}' data-sheets-value='{"1":3,"3":23}' style="border-right:1px solid #000000;overflow:hidden;padding:0px 3px 0px 3px;vertical-align:bottom;text-align:center;">23</td> </tr> <tr style="height:20px;"> <td style="border-bottom:1px solid #000000;border-left:1px solid #000000;overflow:hidden;padding:0px 3px 0px 3px;vertical-align:bottom;"></td> <td data-sheets-value='{"1":2,"2":"Four-walled"}' style="border-bottom:1px solid #000000;overflow:hidden;padding:0px 3px 0px 3px;vertical-align:bottom;font-weight:bold;">Four-walled</td> <td data-sheets-value='{"1":2,"2":"Opal (A/H/O/H)"}' style="border-right:1px solid #000000;border-bottom:1px solid #000000;overflow:hidden;padding:0px 3px 0px 3px;vertical-align:bottom;font-weight:bold;">Opal (A/H/O/H)</td> <td data-sheets-numberformat='{"1":2,"2":"0.00","3":1}' data-sheets-value='{"1":3,"3":1.28}' style="border-bottom:1px solid #000000;overflow:hidden;padding:0px 3px 0px 3px;vertical-align:bottom;text-align:center;">1.28</td> <td data-sheets-numberformat='{"1":2,"2":"0","3":1}' data-sheets-value='{"1":3,"3":59}' style="border-bottom:1px solid #000000;overflow:hidden;padding:0px 3px 0px 3px;vertical-align:bottom;text-align:center;">59</td> <td data-sheets-numberformat='{"1":2,"2":"0","3":1}' data-sheets-value='{"1":3,"3":46}' style="border-bottom:1px solid #000000;overflow:hidden;padding:0px 3px 0px 3px;vertical-align:bottom;text-align:center;">46</td> <td data-sheets-numberformat='{"1":2,"2":"0","3":1}' data-sheets-value='{"1":3,"3":23}' style="border-right:1px solid #000000;border-bottom:1px solid #000000;overflow:hidden;padding:0px 3px 0px 3px;vertical-align:bottom;text-align:center;">23</td> </tr> <tr style="height:20px;"> <td data-sheets-value='{"1":2,"2":"Polycarbonate"}' style="border-left:1px solid #000000;overflow:hidden;padding:0px 3px 0px 3px;vertical-align:bottom;font-weight:bold;">Polycarbonate</td> <td data-sheets-value='{"1":2,"2":"Single-walled"}' style="overflow:hidden;padding:0px 3px 0px 3px;vertical-align:bottom;font-weight:bold;">Single-walled</td> <td data-sheets-value='{"1":2,"2":"Heatstop Opal (T)"}' style="border-right:1px solid #000000;overflow:hidden;padding:0px 3px 0px 3px;vertical-align:bottom;font-weight:bold;">Heatstop Opal (T)</td> <td data-sheets-numberformat='{"1":2,"2":"0.00","3":1}' data-sheets-value='{"1":3,"3":5.17}' style="overflow:hidden;padding:0px 3px 0px 3px;vertical-align:bottom;text-align:center;">5.17</td> <td data-sheets-numberformat='{"1":2,"2":"0","3":1}' data-sheets-value='{"1":3,"3":49}' style="overflow:hidden;padding:0px 3px 0px 3px;vertical-align:bottom;text-align:center;">49</td> <td data-sheets-numberformat='{"1":2,"2":"0","3":1}' data-sheets-value='{"1":3,"3":59}' style="overflow:hidden;padding:0px 3px 0px 3px;vertical-align:bottom;text-align:center;">59</td> <td data-sheets-numberformat='{"1":2,"2":"0","3":1}' data-sheets-value='{"1":2,"2":"-"}' style="border-right:1px solid #000000;overflow:hidden;padding:0px 3px 0px 3px;vertical-align:bottom;text-align:center;">-</td> </tr> <tr style="height:20px;"> <td data-sheets-value='{"1":2,"2":"Heatstop PC"}' style="border-left:1px solid #000000;overflow:hidden;padding:0px 3px 0px 3px;vertical-align:bottom;font-weight:bold;">Heatstop PC</td> <td data-sheets-value='{"1":2,"2":"Double-walled"}' style="overflow:hidden;padding:0px 3px 0px 3px;vertical-align:bottom;font-weight:bold;">Double-walled</td> <td data-sheets-value='{"1":2,"2":"Clear (T/H)"}' style="border-right:1px solid #000000;overflow:hidden;padding:0px 3px 0px 3px;vertical-align:bottom;font-weight:bold;">Clear (T/H)</td> <td data-sheets-numberformat='{"1":2,"2":"0.00","3":1}' data-sheets-value='{"1":3,"3":2.9}' style="overflow:hidden;padding:0px 3px 0px 3px;vertical-align:bottom;text-align:center;">2.90</td> <td data-sheets-numberformat='{"1":2,"2":"0","3":1}' data-sheets-value='{"1":3,"3":44}' style="overflow:hidden;padding:0px 3px 0px 3px;vertical-align:bottom;text-align:center;">44</td> <td data-sheets-numberformat='{"1":2,"2":"0","3":1}' data-sheets-value='{"1":3,"3":51}' style="overflow:hidden;padding:0px 3px 0px 3px;vertical-align:bottom;text-align:center;">51</td> <td data-sheets-numberformat='{"1":2,"2":"0","3":1}' data-sheets-value='{"1":3,"3":20}' style="border-right:1px solid #000000;overflow:hidden;padding:0px 3px 0px 3px;vertical-align:bottom;text-align:center;">20</td> </tr> <tr style="height:20px;"> <td style="border-left:1px solid #000000;overflow:hidden;padding:0px 3px 0px 3px;vertical-align:bottom;font-weight:bold;"></td> <td data-sheets-value='{"1":2,"2":"Double-walled"}' style="overflow:hidden;padding:0px 3px 0px 3px;vertical-align:bottom;font-weight:bold;">Double-walled</td> <td data-sheets-value='{"1":2,"2":"Opal (T/O)"}' style="border-right:1px solid #000000;overflow:hidden;padding:0px 3px 0px 3px;vertical-align:bottom;font-weight:bold;">Opal (T/O)</td> <td data-sheets-numberformat='{"1":2,"2":"0.00","3":1}' data-sheets-value='{"1":3,"3":2.9}' style="overflow:hidden;padding:0px 3px 0px 3px;vertical-align:bottom;text-align:center;">2.90</td> <td data-sheets-numberformat='{"1":2,"2":"0","3":1}' data-sheets-value='{"1":3,"3":41}' style="overflow:hidden;padding:0px 3px 0px 3px;vertical-align:bottom;text-align:center;">41</td> <td data-sheets-numberformat='{"1":2,"2":"0","3":1}' data-sheets-value='{"1":3,"3":45}' style="overflow:hidden;padding:0px 3px 0px 3px;vertical-align:bottom;text-align:center;">45</td> <td data-sheets-numberformat='{"1":2,"2":"0","3":1}' data-sheets-value='{"1":3,"3":20}' style="border-right:1px solid #000000;overflow:hidden;padding:0px 3px 0px 3px;vertical-align:bottom;text-align:center;">20</td> </tr> <tr style="height:20px;"> <td style="border-left:1px solid #000000;overflow:hidden;padding:0px 3px 0px 3px;vertical-align:bottom;font-weight:bold;"></td> <td data-sheets-value='{"1":2,"2":"Triple-walled"}' style="overflow:hidden; | skylux-160-ce-met-koepel-en-polyester-opstand-30-20-met-lm-motor-1600-x-2300-mm | 8586011476301 | 46872309203277
Smoke and heat exhaust (SHEV) | SHE system | Skylux | Skylux 160° CE with skylight and polyester curb 30/20 with double LM-actuator 1600 x 2500 mm |  | 35471 | 5412970354710 | 9906.3 | Yes | 30-45 | 140.13 | 1600 x 2500 mm | 2500 | 1600 |  | polyester 30/20 (30 cm high & roof opening = 20 cm larger than daylight size) | Rectangular | 5.17 W/m²K - 1.28 W/m²K | 87% - 32% | 90% - 32% | 20dB - 23dB | 160° CE (for industry) | skylight | without spoiler | E | Double actuator | Maximum four-walled skylight possible for this product | Ut-value LT-value g-value Rw-value EN 1873 : 2014 EN ISO 13468 EN 16153 EN 410 EN 410 EN ISO 140-3 Material Walls Shells (W/m²K) (%) (%) (dB) Acrylic Single-walled Clear (H) 5.17 90 87 - PMMA Single-walled Opal (O) 5.17 83 76 - Double-walled Clear (H/H) 2.90 81 75 20 Double-walled Opal (O/O) 2.90 69 58 20 Triple-walled Clear (H/H/H) 1.70 73 65 22 Triple-walled Opal (O/H/O) 1.70 62 51 22 Four-walled Clear (H/H/H/H) 1.28 64 54 23 Four-walled Opal (H/H/O/H) 1.28 59 48 23 Polycarbonate Single-walled Clear (A) 5.17 88 83 - PC Single-walled Opal (D) 5.17 58 60 - Double-walled Clear (A/H) 2.90 79 72 20 Double-walled Clear (A/A) 2.90 77 69 20 Double-walled Opal (A/O) 2.90 73 63 20 Double-walled Opal (A/D) 2.90 51 50 20 Triple-walled Clear (A/H/H) 1.70 71 63 22 Triple-walled Opal (A/O/O) 1.70 61 48 22 Four-walled Clear (A/H/H/H) 1.28 64 52 23 Four-walled Opal (A/H/O/H) 1.28 59 46 23 Polycarbonate Single-walled Heatstop Opal (T) 5.17 49 59 - Heatstop PC Double-walled Clear (T/H) 2.90 44 51 20 Double-walled Opal (T/O) 2.90 41 45 20 Triple-walled Clear (T/H/H) 1.70 40 <td data-sheets-numberformat='{"1":2,"2":"0","3":1}' data-sheets-value='{"1":3,"3":44}' style="overflow:hidden;paddin | https://skylux.eu/en/products/skylux-160-ce-met-koepel-en-polyester-opstand-30-20-met-lm-motor-1600-x-2500-mm | https://skylux.eu/cdn/shop/files/Skylux-160deg-CE-met-koepel-en-polyester-opstand-3020-met-dubbele-LM-motor-1600-x-2500-mm-RWA-systeem.jpg?v=1702978013&width=1600 | https://skylux.eu/cdn/shop/files/e5a82811-1bb0-48e4-a776-cacb59c7c092_87b2fd7c-0e82-4cc7-a26d-b56ecf009257.jpg?v=1688550531&width=1600 | //skylux.eu/cdn/shop/files/E_MH_Mounting_instructions_Skylux_160_CE_LM.pdf?v=12406716259046007223 | //skylux.eu/cdn/shop/files/E_TD_Technical_File_Skylux_Skylux_160_CE_Electric.pdf?v=3667116872303399239 | <style type="text/css" id="isPasted"> <!--td { border: 1px solid #cccccc; } br { mso-data-placement: same-cell; } --> </style> <table border="1" cellpadding="0" cellspacing="0" dir="ltr" style="table-layout:fixed;font-size:10pt;font-family:Arial;border-collapse:collapse;border:none;"><tbody> <tr style="height:20px;"> <td style="overflow:hidden;padding:0px 3px 0px 3px;vertical-align:bottom;"></td> <td style="overflow:hidden;padding:0px 3px 0px 3px;vertical-align:bottom;"></td> <td style="overflow:hidden;padding:0px 3px 0px 3px;vertical-align:bottom;"></td> <td data-sheets-value='{"1":2,"2":"Ut-value"}' style="overflow:hidden;padding:0px 3px 0px 3px;vertical-align:bottom;font-weight:bold;text-align:center;">Ut-value</td> <td data-sheets-value='{"1":2,"2":"LT-value"}' style="overflow:hidden;padding:0px 3px 0px 3px;vertical-align:bottom;font-weight:bold;text-align:center;">LT-value</td> <td data-sheets-value='{"1":2,"2":"g-value"}' style="overflow:hidden;padding:0px 3px 0px 3px;vertical-align:bottom;font-weight:bold;text-align:center;">g-value</td> <td data-sheets-value='{"1":2,"2":"Rw-value "}' style="overflow:hidden;padding:0px 3px 0px 3px;vertical-align:bottom;font-weight:bold;text-align:center;">Rw-value </td> </tr> <tr style="height:20px;"> <td style="overflow:hidden;padding:0px 3px 0px 3px;vertical-align:bottom;"></td> <td style="overflow:hidden;padding:0px 3px 0px 3px;vertical-align:bottom;"></td> <td style="overflow:hidden;padding:0px 3px 0px 3px;vertical-align:bottom;"></td> <td data-sheets-numberformat='{"1":2,"2":"0.00","3":1}' data-sheets-value='{"1":2,"2":"EN 1873 : 2014"}' style="overflow:hidden;padding:0px 3px 0px 3px;vertical-align:bottom;text-align:center;">EN 1873 : 2014</td> <td data-sheets-numberformat='{"1":2,"2":"0","3":1}' data-sheets-value='{"1":2,"2":"EN ISO 13468 EN 16153 EN 410"}' style="overflow:hidden;padding:0px 3px 0px 3px;vertical-align:bottom;text-align:center;">EN ISO 13468 EN 16153 EN 410</td> <td data-sheets-numberformat='{"1":2,"2":"0","3":1}' data-sheets-value='{"1":2,"2":"EN 410"}' style="overflow:hidden;padding:0px 3px 0px 3px;vertical-align:bottom;text-align:center;">EN 410</td> <td data-sheets-value='{"1":2,"2":"EN ISO 140-3\t\t"}' style="overflow:hidden;padding:0px 3px 0px 3px;vertical-align:bottom;text-align:center;">EN ISO 140-3 </td> </tr> <tr style="height:20px;"> <td data-sheets-value='{"1":2,"2":"Material"}' style="border-bottom:1px solid #000000;overflow:hidden;padding:0px 3px 0px 3px;vertical-align:bottom;background-color:#000000;font-weight:bold;color:#ffffff;">Material</td> <td data-sheets-value='{"1":2,"2":"Walls"}' style="border-bottom:1px solid #000000;overflow:hidden;padding:0px 3px 0px 3px;vertical-align:bottom;background-color:#000000;font-weight:bold;color:#ffffff;">Walls</td> <td data-sheets-value='{"1":2,"2":"Shells"}' style="border-bottom:1px solid #000000;overflow:hidden;padding:0px 3px 0px 3px;vertical-align:bottom;background-color:#000000;font-weight:bold;color:#ffffff;">Shells</td> <td data-sheets-numberformat='{"1":2,"2":"0.00","3":1}' data-sheets-value='{"1":2,"2":"(W/m²K)\t"}' style="border-bottom:1px solid #000000;overflow:hidden;padding:0px 3px 0px 3px;vertical-align:bottom;background-color:#000000;font-weight:bold;color:#ffffff;text-align:center;">(W/m²K) </td> <td data-sheets-numberformat='{"1":2,"2":"0","3":1}' data-sheets-value='{"1":2,"2":"(%)"}' style="border-bottom:1px solid #000000;overflow:hidden;padding:0px 3px 0px 3px;vertical-align:bottom;background-color:#000000;font-weight:bold;color:#ffffff;text-align:center;">(%)</td> <td data-sheets-numberformat='{"1":2,"2":"0","3":1}' data-sheets-value='{"1":2,"2":"(%)"}' style="border-bottom:1px solid #000000;overflow:hidden;padding:0px 3px 0px 3px;vertical-align:bottom;background-color:#000000;font-weight:bold;color:#ffffff;text-align:center;">(%)</td> <td data-sheets-value='{"1":2,"2":"(dB)"}' style="border-bottom:1px solid #000000;overflow:hidden;padding:0px 3px 0px 3px;vertical-align:bottom;background-color:#000000;font-weight:bold;color:#ffffff;text-align:center;">(dB)</td> </tr> <tr style="height:20px;"> <td data-sheets-value='{"1":2,"2":"Acrylic"}' style="border-left:1px solid #000000;overflow:hidden;padding:0px 3px 0px 3px;vertical-align:bottom;font-weight:bold;">Acrylic</td> <td data-sheets-value='{"1":2,"2":"Single-walled"}' style="overflow:hidden;padding:0px 3px 0px 3px;vertical-align:bottom;font-weight:bold;">Single-walled</td> <td data-sheets-value='{"1":2,"2":"Clear (H)"}' style="border-right:1px solid #000000;overflow:hidden;padding:0px 3px 0px 3px;vertical-align:bottom;font-weight:bold;">Clear (H)</td> <td data-sheets-numberformat='{"1":2,"2":"0.00","3":1}' data-sheets-value='{"1":3,"3":5.17}' style="overflow:hidden;padding:0px 3px 0px 3px;vertical-align:bottom;text-align:center;">5.17</td> <td data-sheets-numberformat='{"1":2,"2":"0","3":1}' data-sheets-value='{"1":3,"3":90}' style="overflow:hidden;padding:0px 3px 0px 3px;vertical-align:bottom;text-align:center;">90</td> <td data-sheets-numberformat='{"1":2,"2":"0","3":1}' data-sheets-value='{"1":3,"3":87}' style="overflow:hidden;padding:0px 3px 0px 3px;vertical-align:bottom;text-align:center;">87</td> <td data-sheets-numberformat='{"1":2,"2":"0","3":1}' data-sheets-value='{"1":2,"2":"-"}' style="border-right:1px solid #000000;overflow:hidden;padding:0px 3px 0px 3px;vertical-align:bottom;text-align:center;">-</td> </tr> <tr style="height:20px;"> <td data-sheets-value='{"1":2,"2":"PMMA"}' style="border-left:1px solid #000000;overflow:hidden;padding:0px 3px 0px 3px;vertical-align:bottom;font-weight:bold;">PMMA</td> <td data-sheets-value='{"1":2,"2":"Single-walled"}' style="overflow:hidden;padding:0px 3px 0px 3px;vertical-align:bottom;font-weight:bold;">Single-walled</td> <td data-sheets-value='{"1":2,"2":"Opal (O)"}' style="border-right:1px solid #000000;overflow:hidden;padding:0px 3px 0px 3px;vertical-align:bottom;font-weight:bold;">Opal (O)</td> <td data-sheets-numberformat='{"1":2,"2":"0.00","3":1}' data-sheets-value='{"1":3,"3":5.17}' style="overflow:hidden;padding:0px 3px 0px 3px;vertical-align:bottom;text-align:center;">5.17</td> <td data-sheets-numberformat='{"1":2,"2":"0","3":1}' data-sheets-value='{"1":3,"3":83}' style="overflow:hidden;padding:0px 3px 0px 3px;vertical-align:bottom;text-align:center;">83</td> <td data-sheets-numberformat='{"1":2,"2":"0","3":1}' data-sheets-value='{"1":3,"3":76}' style="overflow:hidden;padding:0px 3px 0px 3px;vertical-align:bottom;text-align:center;">76</td> <td data-sheets-numberformat='{"1":2,"2":"0","3":1}' data-sheets-value='{"1":2,"2":"-"}' style="border-right:1px solid #000000;overflow:hidden;padding:0px 3px 0px 3px;vertical-align:bottom;text-align:center;">-</td> </tr> <tr style="height:20px;"> <td style="border-left:1px solid #000000;overflow:hidden;padding:0px 3px 0px 3px;vertical-align:bottom;font-weight:bold;"></td> <td data-sheets-value='{"1":2,"2":"Double-walled"}' style="overflow:hidden;padding:0px 3px 0px 3px;vertical-align:bottom;font-weight:bold;">Double-walled</td> <td data-sheets-value='{"1":2,"2":"Clear (H/H)"}' style="border-right:1px solid #000000;overflow:hidden;padding:0px 3px 0px 3px;vertical-align:bottom;font-weight:bold;">Clear (H/H)</td> <td data-sheets-numberformat='{"1":2,"2":"0.00","3":1}' data-sheets-value='{"1":3,"3":2.9}' style="overflow:hidden;padding:0px 3px 0px 3px;vertical-align:bottom;text-align:center;">2.90</td> <td data-sheets-numberformat='{"1":2,"2":"0","3":1}' data-sheets-value='{"1":3,"3":81}' style="overflow:hidden;padding:0px 3px 0px 3px;vertical-align:bottom;text-align:center;">81</td> <td data-sheets-numberformat='{"1":2,"2":"0","3":1}' data-sheets-value='{"1":3,"3":75}' style="overflow:hidden;padding:0px 3px 0px 3px;vertical-align:bottom;text-align:center;">75</td> <td data-sheets-numberformat='{"1":2,"2":"0","3":1}' data-sheets-value='{"1":3,"3":20}' style="border-right:1px solid #000000;overflow:hidden;padding:0px 3px 0px 3px;vertical-align:bottom;text-align:center;">20</td> </tr> <tr style="height:20px;"> <td style="border-left:1px solid #000000;overflow:hidden;padding:0px 3px 0px 3px;vertical-align:bottom;font-weight:bold;"></td> <td data-sheets-value='{"1":2,"2":"Double-walled"}' style="overflow:hidden;padding:0px 3px 0px 3px;vertical-align:bottom;font-weight:bold;">Double-walled</td> <td data-sheets-value='{"1":2,"2":"Opal (O/O)"}' style="border-right:1px solid #000000;overflow:hidden;padding:0px 3px 0px 3px;vertical-align:bottom;font-weight:bold;">Opal (O/O)</td> <td data-sheets-numberformat='{"1":2,"2":"0.00","3":1}' data-sheets-value='{"1":3,"3":2.9}' style="overflow:hidden;padding:0px 3px 0px 3px;vertical-align:bottom;text-align:center;">2.90</td> <td data-sheets-numberformat='{"1":2,"2":"0","3":1}' data-sheets-value='{"1":3,"3":69}' style="overflow:hidden;padding:0px 3px 0px 3px;vertical-align:bottom;text-align:center;">69</td> <td data-sheets-numberformat='{"1":2,"2":"0","3":1}' data-sheets-value='{"1":3,"3":58}' style="overflow:hidden;padding:0px 3px 0px 3px;vertical-align:bottom;text-align:center;">58</td> <td data-sheets-numberformat='{"1":2,"2":"0","3":1}' data-sheets-value='{"1":3,"3":20}' style="border-right:1px solid #000000;overflow:hidden;padding:0px 3px 0px 3px;vertical-align:bottom;text-align:center;">20</td> </tr> <tr style="height:20px;"> <td style="border-left:1px solid #000000;overflow:hidden;padding:0px 3px 0px 3px;vertical-align:bottom;font-weight:bold;"></td> <td data-sheets-value='{"1":2,"2":"Triple-walled"}' style="overflow:hidden;padding:0px 3px 0px 3px;vertical-align:bottom;font-weight:bold;">Triple-walled</td> <td data-sheets-value='{"1":2,"2":"Clear (H/H/H)"}' style="border-right:1px solid #000000;overflow:hidden;padding:0px 3px 0px 3px;vertical-align:bottom;font-weight:bold;">Clear (H/H/H)</td> <td data-sheets-numberformat='{"1":2,"2":"0.00","3":1}' data-sheets-value='{"1":3,"3":1.7}' style="overflow:hidden;padding:0px 3px 0px 3px;vertical-align:bottom;text-align:center;">1.70</td> <td data-sheets-numberformat='{"1":2,"2":"0","3":1}' data-sheets-value='{"1":3,"3":73}' style="overflow:hidden;padding:0px 3px 0px 3px;vertical-align:bottom;text-align:center;">73</td> <td data-sheets-numberformat='{"1":2,"2":"0","3":1}' data-sheets-value='{"1":3,"3":65}' style="overflow:hidden;padding:0px 3px 0px 3px;vertical-align:bottom;text-align:center;">65</td> <td data-sheets-numberformat='{"1":2,"2":"0","3":1}' data-sheets-value='{"1":3,"3":22}' style="border-right:1px solid #000000;overflow:hidden;padding:0px 3px 0px 3px;vertical-align:bottom;text-align:center;">22</td> </tr> <tr style="height:20px;"> <td style="border-left:1px solid #000000;overflow:hidden;padding:0px 3px 0px 3px;vertical-align:bottom;font-weight:bold;"></td> <td data-sheets-value='{"1":2,"2":"Triple-walled"}' style="overflow:hidden;padding:0px 3px 0px 3px;vertical-align:bottom;font-weight:bold;">Triple-walled</td> <td data-sheets-value='{"1":2,"2":"Opal (O/H/O)"}' style="border-right:1px solid #000000;overflow:hidden;padding:0px 3px 0px 3px;vertical-align:bottom;font-weight:bold;">Opal (O/H/O)</td> <td data-sheets-numberformat='{"1":2,"2":"0.00","3":1}' data-sheets-value='{"1":3,"3":1.7}' style="overflow:hidden;padding:0px 3px 0px 3px;vertical-align:bottom;text-align:center;">1.70</td> <td data-sheets-numberformat='{"1":2,"2":"0","3":1}' data-sheets-value='{"1":3,"3":62}' style="overflow:hidden;padding:0px 3px 0px 3px;vertical-align:bottom;text-align:center;">62</td> <td data-sheets-numberformat='{"1":2,"2":"0","3":1}' data-sheets-value='{"1":3,"3":51}' style="overflow:hidden;padding:0px 3px 0px 3px;vertical-align:bottom;text-align:center;">51</td> <td data-sheets-numberformat='{"1":2,"2":"0","3":1}' data-sheets-value='{"1":3,"3":22}' style="border-right:1px solid #000000;overflow:hidden;padding:0px 3px 0px 3px;vertical-align:bottom;text-align:center;">22</td> </tr> <tr style="height:20px;"> <td style="border-left:1px solid #000000;overflow:hidden;padding:0px 3px 0px 3px;vertical-align:bottom;font-weight:bold;"></td> <td data-sheets-value='{"1":2,"2":"Four-walled"}' style="overflow:hidden;padding:0px 3px 0px 3px;vertical-align:bottom;font-weight:bold;">Four-walled</td> <td data-sheets-value='{"1":2,"2":"Clear (H/H/H/H)"}' style="border-right:1px solid #000000;overflow:hidden;padding:0px 3px 0px 3px;vertical-align:bottom;font-weight:bold;">Clear (H/H/H/H)</td> <td data-sheets-numberformat='{"1":2,"2":"0.00","3":1}' data-sheets-value='{"1":3,"3":1.28}' style="overflow:hidden;padding:0px 3px 0px 3px;vertical-align:bottom;text-align:center;">1.28</td> <td data-sheets-numberformat='{"1":2,"2":"0","3":1}' data-sheets-value='{"1":3,"3":64}' style="overflow:hidden;padding:0px 3px 0px 3px;vertical-align:bottom;text-align:center;">64</td> <td data-sheets-numberformat='{"1":2,"2":"0","3":1}' data-sheets-value='{"1":3,"3":54}' style="overflow:hidden;padding:0px 3px 0px 3px;vertical-align:bottom;text-align:center;">54</td> <td data-sheets-numberformat='{"1":2,"2":"0","3":1}' data-sheets-value='{"1":3,"3":23}' style="border-right:1px solid #000000;overflow:hidden;padding:0px 3px 0px 3px;vertical-align:bottom;text-align:center;">23</td> </tr> <tr style="height:20px;"> <td style="border-bottom:1px solid #000000;border-left:1px solid #000000;overflow:hidden;padding:0px 3px 0px 3px;vertical-align:bottom;"></td> <td data-sheets-value='{"1":2,"2":"Four-walled"}' style="border-bottom:1px solid #000000;overflow:hidden;padding:0px 3px 0px 3px;vertical-align:bottom;font-weight:bold;">Four-walled</td> <td data-sheets-value='{"1":2,"2":"Opal (H/H/O/H)"}' style="border-right:1px solid #000000;border-bottom:1px solid #000000;overflow:hidden;padding:0px 3px 0px 3px;vertical-align:bottom;font-weight:bold;">Opal (H/H/O/H)</td> <td data-sheets-numberformat='{"1":2,"2":"0.00","3":1}' data-sheets-value='{"1":3,"3":1.28}' style="border-bottom:1px solid #000000;overflow:hidden;padding:0px 3px 0px 3px;vertical-align:bottom;text-align:center;">1.28</td> <td data-sheets-numberformat='{"1":2,"2":"0","3":1}' data-sheets-value='{"1":3,"3":59}' style="border-bottom:1px solid #000000;overflow:hidden;padding:0px 3px 0px 3px;vertical-align:bottom;text-align:center;">59</td> <td data-sheets-numberformat='{"1":2,"2":"0","3":1}' data-sheets-value='{"1":3,"3":48}' style="border-bottom:1px solid #000000;overflow:hidden;padding:0px 3px 0px 3px;vertical-align:bottom;text-align:center;">48</td> <td data-sheets-numberformat='{"1":2,"2":"0","3":1}' data-sheets-value='{"1":3,"3":23}' style="border-right:1px solid #000000;border-bottom:1px solid #000000;overflow:hidden;padding:0px 3px 0px 3px;vertical-align:bottom;text-align:center;">23</td> </tr> <tr style="height:20px;"> <td data-sheets-value='{"1":2,"2":"Polycarbonate "}' style="border-left:1px solid #000000;overflow:hidden;padding:0px 3px 0px 3px;vertical-align:bottom;font-weight:bold;">Polycarbonate </td> <td data-sheets-value='{"1":2,"2":"Single-walled"}' style="overflow:hidden;padding:0px 3px 0px 3px;vertical-align:bottom;font-weight:bold;">Single-walled</td> <td data-sheets-value='{"1":2,"2":"Clear (A)"}' style="border-right:1px solid #000000;overflow:hidden;padding:0px 3px 0px 3px;vertical-align:bottom;font-weight:bold;">Clear (A)</td> <td data-sheets-numberformat='{"1":2,"2":"0.00","3":1}' data-sheets-value='{"1":3,"3":5.17}' style="overflow:hidden;padding:0px 3px 0px 3px;vertical-align:bottom;text-align:center;">5.17</td> <td data-sheets-numberformat='{"1":2,"2":"0","3":1}' data-sheets-value='{"1":3,"3":88}' style="overflow:hidden;padding:0px 3px 0px 3px;vertical-align:bottom;text-align:center;">88</td> <td data-sheets-numberformat='{"1":2,"2":"0","3":1}' data-sheets-value='{"1":3,"3":83}' style="overflow:hidden;padding:0px 3px 0px 3px;vertical-align:bottom;text-align:center;">83</td> <td data-sheets-numberformat='{"1":2,"2":"0","3":1}' data-sheets-value='{"1":2,"2":"-"}' style="border-right:1px solid #000000;overflow:hidden;padding:0px 3px 0px 3px;vertical-align:bottom;text-align:center;">-</td> </tr> <tr style="height:20px;"> <td data-sheets-value='{"1":2,"2":"PC"}' style="border-left:1px solid #000000;overflow:hidden;padding:0px 3px 0px 3px;vertical-align:bottom;font-weight:bold;">PC</td> <td data-sheets-value='{"1":2,"2":"Single-walled"}' style="overflow:hidden;padding:0px 3px 0px 3px;vertical-align:bottom;font-weight:bold;">Single-walled</td> <td data-sheets-value='{"1":2,"2":"Opal (D)"}' style="border-right:1px solid #000000;overflow:hidden;padding:0px 3px 0px 3px;vertical-align:bottom;font-weight:bold;">Opal (D)</td> <td data-sheets-numberformat='{"1":2,"2":"0.00","3":1}' data-sheets-value='{"1":3,"3":5.17}' style="overflow:hidden;padding:0px 3px 0px 3px;vertical-align:bottom;text-align:center;">5.17</td> <td data-sheets-numberformat='{"1":2,"2":"0","3":1}' data-sheets-value='{"1":3,"3":58}' style="overflow:hidden;padding:0px 3px 0px 3px;vertical-align:bottom;text-align:center;">58</td> <td data-sheets-numberformat='{"1":2,"2":"0","3":1}' data-sheets-value='{"1":3,"3":60}' style="overflow:hidden;padding:0px 3px 0px 3px;vertical-align:bottom;text-align:center;">60</td> <td data-sheets-numberformat='{"1":2,"2":"0","3":1}' data-sheets-value='{"1":2,"2":"-"}' style="border-right:1px solid #000000;overflow:hidden;padding:0px 3px 0px 3px;vertical-align:bottom;text-align:center;">-</td> </tr> <tr style="height:20px;"> <td style="border-left:1px solid #000000;overflow:hidden;padding:0px 3px 0px 3px;vertical-align:bottom;font-weight:bold;"></td> <td data-sheets-value='{"1":2,"2":"Double-walled"}' style="overflow:hidden;padding:0px 3px 0px 3px;vertical-align:bottom;font-weight:bold;">Double-walled</td> <td data-sheets-value='{"1":2,"2":"Clear (A/H)"}' style="border-right:1px solid #000000;overflow:hidden;padding:0px 3px 0px 3px;vertical-align:bottom;font-weight:bold;">Clear (A/H)</td> <td data-sheets-numberformat='{"1":2,"2":"0.00","3":1}' data-sheets-value='{"1":3,"3":2.9}' style="overflow:hidden;padding:0px 3px 0px 3px;vertical-align:bottom;text-align:center;">2.90</td> <td data-sheets-numberformat='{"1":2,"2":"0","3":1}' data-sheets-value='{"1":3,"3":79}' style="overflow:hidden;padding:0px 3px 0px 3px;vertical-align:bottom;text-align:center;">79</td> <td data-sheets-numberformat='{"1":2,"2":"0","3":1}' data-sheets-value='{"1":3,"3":72}' style="overflow:hidden;padding:0px 3px 0px 3px;vertical-align:bottom;text-align:center;">72</td> <td data-sheets-numberformat='{"1":2,"2":"0","3":1}' data-sheets-value='{"1":3,"3":20}' style="border-right:1px solid #000000;overflow:hidden;padding:0px 3px 0px 3px;vertical-align:bottom;text-align:center;">20</td> </tr> <tr style="height:20px;"> <td style="border-left:1px solid #000000;overflow:hidden;padding:0px 3px 0px 3px;vertical-align:bottom;font-weight:bold;"></td> <td data-sheets-value='{"1":2,"2":"Double-walled"}' style="overflow:hidden;padding:0px 3px 0px 3px;vertical-align:bottom;font-weight:bold;">Double-walled</td> <td data-sheets-value='{"1":2,"2":"Clear (A/A)"}' style="border-right:1px solid #000000;overflow:hidden;padding:0px 3px 0px 3px;vertical-align:bottom;font-weight:bold;">Clear (A/A)</td> <td data-sheets-numberformat='{"1":2,"2":"0.00","3":1}' data-sheets-value='{"1":3,"3":2.9}' style="overflow:hidden;padding:0px 3px 0px 3px;vertical-align:bottom;text-align:center;">2.90</td> <td data-sheets-numberformat='{"1":2,"2":"0","3":1}' data-sheets-value='{"1":3,"3":77}' style="overflow:hidden;padding:0px 3px 0px 3px;vertical-align:bottom;text-align:center;">77</td> <td data-sheets-numberformat='{"1":2,"2":"0","3":1}' data-sheets-value='{"1":3,"3":69}' style="overflow:hidden;padding:0px 3px 0px 3px;vertical-align:bottom;text-align:center;">69</td> <td data-sheets-numberformat='{"1":2,"2":"0","3":1}' data-sheets-value='{"1":3,"3":20}' style="border-right:1px solid #000000;overflow:hidden;padding:0px 3px 0px 3px;vertical-align:bottom;text-align:center;">20</td> </tr> <tr style="height:20px;"> <td style="border-left:1px solid #000000;overflow:hidden;padding:0px 3px 0px 3px;vertical-align:bottom;font-weight:bold;"></td> <td data-sheets-value='{"1":2,"2":"Double-walled"}' style="overflow:hidden;padding:0px 3px 0px 3px;vertical-align:bottom;font-weight:bold;">Double-walled</td> <td data-sheets-value='{"1":2,"2":"Opal (A/O)"}' style="border-right:1px solid #000000;overflow:hidden;padding:0px 3px 0px 3px;vertical-align:bottom;font-weight:bold;">Opal (A/O)</td> <td data-sheets-numberformat='{"1":2,"2":"0.00","3":1}' data-sheets-value='{"1":3,"3":2.9}' style="overflow:hidden;padding:0px 3px 0px 3px;vertical-align:bottom;text-align:center;">2.90</td> <td data-sheets-numberformat='{"1":2,"2":"0","3":1}' data-sheets-value='{"1":3,"3":73}' style="overflow:hidden;padding:0px 3px 0px 3px;vertical-align:bottom;text-align:center;">73</td> <td data-sheets-numberformat='{"1":2,"2":"0","3":1}' data-sheets-value='{"1":3,"3":63}' style="overflow:hidden;padding:0px 3px 0px 3px;vertical-align:bottom;text-align:center;">63</td> <td data-sheets-numberformat='{"1":2,"2":"0","3":1}' data-sheets-value='{"1":3,"3":20}' style="border-right:1px solid #000000;overflow:hidden;padding:0px 3px 0px 3px;vertical-align:bottom;text-align:center;">20</td> </tr> <tr style="height:20px;"> <td style="border-left:1px solid #000000;overflow:hidden;padding:0px 3px 0px 3px;vertical-align:bottom;font-weight:bold;"></td> <td data-sheets-value='{"1":2,"2":"Double-walled"}' style="overflow:hidden;padding:0px 3px 0px 3px;vertical-align:bottom;font-weight:bold;">Double-walled</td> <td data-sheets-value='{"1":2,"2":"Opal (A/D)"}' style="border-right:1px solid #000000;overflow:hidden;padding:0px 3px 0px 3px;vertical-align:bottom;font-weight:bold;">Opal (A/D)</td> <td data-sheets-numberformat='{"1":2,"2":"0.00","3":1}' data-sheets-value='{"1":3,"3":2.9}' style="overflow:hidden;padding:0px 3px 0px 3px;vertical-align:bottom;text-align:center;">2.90</td> <td data-sheets-numberformat='{"1":2,"2":"0","3":1}' data-sheets-value='{"1":3,"3":51}' style="overflow:hidden;padding:0px 3px 0px 3px;vertical-align:bottom;text-align:center;">51</td> <td data-sheets-numberformat='{"1":2,"2":"0","3":1}' data-sheets-value='{"1":3,"3":50}' style="overflow:hidden;padding:0px 3px 0px 3px;vertical-align:bottom;text-align:center;">50</td> <td data-sheets-numberformat='{"1":2,"2":"0","3":1}' data-sheets-value='{"1":3,"3":20}' style="border-right:1px solid #000000;overflow:hidden;padding:0px 3px 0px 3px;vertical-align:bottom;text-align:center;">20</td> </tr> <tr style="height:20px;"> <td style="border-left:1px solid #000000;overflow:hidden;padding:0px 3px 0px 3px;vertical-align:bottom;font-weight:bold;"></td> <td data-sheets-value='{"1":2,"2":"Triple-walled"}' style="overflow:hidden;padding:0px 3px 0px 3px;vertical-align:bottom;font-weight:bold;">Triple-walled</td> <td data-sheets-value='{"1":2,"2":"Clear (A/H/H)"}' style="border-right:1px solid #000000;overflow:hidden;padding:0px 3px 0px 3px;vertical-align:bottom;font-weight:bold;">Clear (A/H/H)</td> <td data-sheets-numberformat='{"1":2,"2":"0.00","3":1}' data-sheets-value='{"1":3,"3":1.7}' style="overflow:hidden;padding:0px 3px 0px 3px;vertical-align:bottom;text-align:center;">1.70</td> <td data-sheets-numberformat='{"1":2,"2":"0","3":1}' data-sheets-value='{"1":3,"3":71}' style="overflow:hidden;padding:0px 3px 0px 3px;vertical-align:bottom;text-align:center;">71</td> <td data-sheets-numberformat='{"1":2,"2":"0","3":1}' data-sheets-value='{"1":3,"3":63}' style="overflow:hidden;padding:0px 3px 0px 3px;vertical-align:bottom;text-align:center;">63</td> <td data-sheets-numberformat='{"1":2,"2":"0","3":1}' data-sheets-value='{"1":3,"3":22}' style="border-right:1px solid #000000;overflow:hidden;padding:0px 3px 0px 3px;vertical-align:bottom;text-align:center;">22</td> </tr> <tr style="height:20px;"> <td style="border-left:1px solid #000000;overflow:hidden;padding:0px 3px 0px 3px;vertical-align:bottom;font-weight:bold;"></td> <td data-sheets-value='{"1":2,"2":"Triple-walled"}' style="overflow:hidden;padding:0px 3px 0px 3px;vertical-align:bottom;font-weight:bold;">Triple-walled</td> <td data-sheets-value='{"1":2,"2":"Opal (A/O/O)"}' style="border-right:1px solid #000000;overflow:hidden;padding:0px 3px 0px 3px;vertical-align:bottom;font-weight:bold;">Opal (A/O/O)</td> <td data-sheets-numberformat='{"1":2,"2":"0.00","3":1}' data-sheets-value='{"1":3,"3":1.7}' style="overflow:hidden;padding:0px 3px 0px 3px;vertical-align:bottom;text-align:center;">1.70</td> <td data-sheets-numberformat='{"1":2,"2":"0","3":1}' data-sheets-value='{"1":3,"3":61}' style="overflow:hidden;padding:0px 3px 0px 3px;vertical-align:bottom;text-align:center;">61</td> <td data-sheets-numberformat='{"1":2,"2":"0","3":1}' data-sheets-value='{"1":3,"3":48}' style="overflow:hidden;padding:0px 3px 0px 3px;vertical-align:bottom;text-align:center;">48</td> <td data-sheets-numberformat='{"1":2,"2":"0","3":1}' data-sheets-value='{"1":3,"3":22}' style="border-right:1px solid #000000;overflow:hidden;padding:0px 3px 0px 3px;vertical-align:bottom;text-align:center;">22</td> </tr> <tr style="height:20px;"> <td style="border-left:1px solid #000000;overflow:hidden;padding:0px 3px 0px 3px;vertical-align:bottom;font-weight:bold;"></td> <td data-sheets-value='{"1":2,"2":"Four-walled"}' style="overflow:hidden;padding:0px 3px 0px 3px;vertical-align:bottom;font-weight:bold;">Four-walled</td> <td data-sheets-value='{"1":2,"2":"Clear (A/H/H/H)"}' style="border-right:1px solid #000000;overflow:hidden;padding:0px 3px 0px 3px;vertical-align:bottom;font-weight:bold;">Clear (A/H/H/H)</td> <td data-sheets-numberformat='{"1":2,"2":"0.00","3":1}' data-sheets-value='{"1":3,"3":1.28}' style="overflow:hidden;padding:0px 3px 0px 3px;vertical-align:bottom;text-align:center;">1.28</td> <td data-sheets-numberformat='{"1":2,"2":"0","3":1}' data-sheets-value='{"1":3,"3":64}' style="overflow:hidden;padding:0px 3px 0px 3px;vertical-align:bottom;text-align:center;">64</td> <td data-sheets-numberformat='{"1":2,"2":"0","3":1}' data-sheets-value='{"1":3,"3":52}' style="overflow:hidden;padding:0px 3px 0px 3px;vertical-align:bottom;text-align:center;">52</td> <td data-sheets-numberformat='{"1":2,"2":"0","3":1}' data-sheets-value='{"1":3,"3":23}' style="border-right:1px solid #000000;overflow:hidden;padding:0px 3px 0px 3px;vertical-align:bottom;text-align:center;">23</td> </tr> <tr style="height:20px;"> <td style="border-bottom:1px solid #000000;border-left:1px solid #000000;overflow:hidden;padding:0px 3px 0px 3px;vertical-align:bottom;"></td> <td data-sheets-value='{"1":2,"2":"Four-walled"}' style="border-bottom:1px solid #000000;overflow:hidden;padding:0px 3px 0px 3px;vertical-align:bottom;font-weight:bold;">Four-walled</td> <td data-sheets-value='{"1":2,"2":"Opal (A/H/O/H)"}' style="border-right:1px solid #000000;border-bottom:1px solid #000000;overflow:hidden;padding:0px 3px 0px 3px;vertical-align:bottom;font-weight:bold;">Opal (A/H/O/H)</td> <td data-sheets-numberformat='{"1":2,"2":"0.00","3":1}' data-sheets-value='{"1":3,"3":1.28}' style="border-bottom:1px solid #000000;overflow:hidden;padding:0px 3px 0px 3px;vertical-align:bottom;text-align:center;">1.28</td> <td data-sheets-numberformat='{"1":2,"2":"0","3":1}' data-sheets-value='{"1":3,"3":59}' style="border-bottom:1px solid #000000;overflow:hidden;padding:0px 3px 0px 3px;vertical-align:bottom;text-align:center;">59</td> <td data-sheets-numberformat='{"1":2,"2":"0","3":1}' data-sheets-value='{"1":3,"3":46}' style="border-bottom:1px solid #000000;overflow:hidden;padding:0px 3px 0px 3px;vertical-align:bottom;text-align:center;">46</td> <td data-sheets-numberformat='{"1":2,"2":"0","3":1}' data-sheets-value='{"1":3,"3":23}' style="border-right:1px solid #000000;border-bottom:1px solid #000000;overflow:hidden;padding:0px 3px 0px 3px;vertical-align:bottom;text-align:center;">23</td> </tr> <tr style="height:20px;"> <td data-sheets-value='{"1":2,"2":"Polycarbonate"}' style="border-left:1px solid #000000;overflow:hidden;padding:0px 3px 0px 3px;vertical-align:bottom;font-weight:bold;">Polycarbonate</td> <td data-sheets-value='{"1":2,"2":"Single-walled"}' style="overflow:hidden;padding:0px 3px 0px 3px;vertical-align:bottom;font-weight:bold;">Single-walled</td> <td data-sheets-value='{"1":2,"2":"Heatstop Opal (T)"}' style="border-right:1px solid #000000;overflow:hidden;padding:0px 3px 0px 3px;vertical-align:bottom;font-weight:bold;">Heatstop Opal (T)</td> <td data-sheets-numberformat='{"1":2,"2":"0.00","3":1}' data-sheets-value='{"1":3,"3":5.17}' style="overflow:hidden;padding:0px 3px 0px 3px;vertical-align:bottom;text-align:center;">5.17</td> <td data-sheets-numberformat='{"1":2,"2":"0","3":1}' data-sheets-value='{"1":3,"3":49}' style="overflow:hidden;padding:0px 3px 0px 3px;vertical-align:bottom;text-align:center;">49</td> <td data-sheets-numberformat='{"1":2,"2":"0","3":1}' data-sheets-value='{"1":3,"3":59}' style="overflow:hidden;padding:0px 3px 0px 3px;vertical-align:bottom;text-align:center;">59</td> <td data-sheets-numberformat='{"1":2,"2":"0","3":1}' data-sheets-value='{"1":2,"2":"-"}' style="border-right:1px solid #000000;overflow:hidden;padding:0px 3px 0px 3px;vertical-align:bottom;text-align:center;">-</td> </tr> <tr style="height:20px;"> <td data-sheets-value='{"1":2,"2":"Heatstop PC"}' style="border-left:1px solid #000000;overflow:hidden;padding:0px 3px 0px 3px;vertical-align:bottom;font-weight:bold;">Heatstop PC</td> <td data-sheets-value='{"1":2,"2":"Double-walled"}' style="overflow:hidden;padding:0px 3px 0px 3px;vertical-align:bottom;font-weight:bold;">Double-walled</td> <td data-sheets-value='{"1":2,"2":"Clear (T/H)"}' style="border-right:1px solid #000000;overflow:hidden;padding:0px 3px 0px 3px;vertical-align:bottom;font-weight:bold;">Clear (T/H)</td> <td data-sheets-numberformat='{"1":2,"2":"0.00","3":1}' data-sheets-value='{"1":3,"3":2.9}' style="overflow:hidden;padding:0px 3px 0px 3px;vertical-align:bottom;text-align:center;">2.90</td> <td data-sheets-numberformat='{"1":2,"2":"0","3":1}' data-sheets-value='{"1":3,"3":44}' style="overflow:hidden;padding:0px 3px 0px 3px;vertical-align:bottom;text-align:center;">44</td> <td data-sheets-numberformat='{"1":2,"2":"0","3":1}' data-sheets-value='{"1":3,"3":51}' style="overflow:hidden;padding:0px 3px 0px 3px;vertical-align:bottom;text-align:center;">51</td> <td data-sheets-numberformat='{"1":2,"2":"0","3":1}' data-sheets-value='{"1":3,"3":20}' style="border-right:1px solid #000000;overflow:hidden;padding:0px 3px 0px 3px;vertical-align:bottom;text-align:center;">20</td> </tr> <tr style="height:20px;"> <td style="border-left:1px solid #000000;overflow:hidden;padding:0px 3px 0px 3px;vertical-align:bottom;font-weight:bold;"></td> <td data-sheets-value='{"1":2,"2":"Double-walled"}' style="overflow:hidden;padding:0px 3px 0px 3px;vertical-align:bottom;font-weight:bold;">Double-walled</td> <td data-sheets-value='{"1":2,"2":"Opal (T/O)"}' style="border-right:1px solid #000000;overflow:hidden;padding:0px 3px 0px 3px;vertical-align:bottom;font-weight:bold;">Opal (T/O)</td> <td data-sheets-numberformat='{"1":2,"2":"0.00","3":1}' data-sheets-value='{"1":3,"3":2.9}' style="overflow:hidden;padding:0px 3px 0px 3px;vertical-align:bottom;text-align:center;">2.90</td> <td data-sheets-numberformat='{"1":2,"2":"0","3":1}' data-sheets-value='{"1":3,"3":41}' style="overflow:hidden;padding:0px 3px 0px 3px;vertical-align:bottom;text-align:center;">41</td> <td data-sheets-numberformat='{"1":2,"2":"0","3":1}' data-sheets-value='{"1":3,"3":45}' style="overflow:hidden;padding:0px 3px 0px 3px;vertical-align:bottom;text-align:center;">45</td> <td data-sheets-numberformat='{"1":2,"2":"0","3":1}' data-sheets-value='{"1":3,"3":20}' style="border-right:1px solid #000000;overflow:hidden;padding:0px 3px 0px 3px;vertical-align:bottom;text-align:center;">20</td> </tr> <tr style="height:20px;"> <td style="border-left:1px solid #000000;overflow:hidden;padding:0px 3px 0px 3px;vertical-align:bottom;font-weight:bold;"></td> <td data-sheets-value='{"1":2,"2":"Triple-walled"}' style="overflow:hidden; | skylux-160-ce-met-koepel-en-polyester-opstand-30-20-met-lm-motor-1600-x-2500-mm | 8586011509069 | 46872309268813
Smoke and heat exhaust (SHEV) | SHE system | Skylux | Skylux 160° CE with skylight and polyester curb 30/20 with double LM-actuator 1600 x 2800 mm |  | 36154 | 5412970361541 | 10374.55 | Yes | 30-45 | 146.45 | 1600 x 2800 mm | 2800 | 1600 |  | polyester 30/20 (30 cm high & roof opening = 20 cm larger than daylight size) | Rectangular | 5.17 W/m²K - 1.28 W/m²K | 87% - 32% | 90% - 32% | 20dB - 23dB | 160° CE (for industry) | skylight | without spoiler | E | Double actuator | Maximum four-walled skylight possible for this product | Ut-value LT-value g-value Rw-value EN 1873 : 2014 EN ISO 13468 EN 16153 EN 410 EN 410 EN ISO 140-3 Material Walls Shells (W/m²K) (%) (%) (dB) Acrylic Single-walled Clear (H) 5.17 90 87 - PMMA Single-walled Opal (O) 5.17 83 76 - Double-walled Clear (H/H) 2.90 81 75 20 Double-walled Opal (O/O) 2.90 69 58 20 Triple-walled Clear (H/H/H) 1.70 73 65 22 Triple-walled Opal (O/H/O) 1.70 62 51 22 Four-walled Clear (H/H/H/H) 1.28 64 54 23 Four-walled Opal (H/H/O/H) 1.28 59 48 23 Polycarbonate Single-walled Clear (A) 5.17 88 83 - PC Single-walled Opal (D) 5.17 58 60 - Double-walled Clear (A/H) 2.90 79 72 20 Double-walled Clear (A/A) 2.90 77 69 20 Double-walled Opal (A/O) 2.90 73 63 20 Double-walled Opal (A/D) 2.90 51 50 20 Triple-walled Clear (A/H/H) 1.70 71 63 22 Triple-walled Opal (A/O/O) 1.70 61 48 22 Four-walled Clear (A/H/H/H) 1.28 64 52 23 Four-walled Opal (A/H/O/H) 1.28 59 46 23 Polycarbonate Single-walled Heatstop Opal (T) 5.17 49 59 - Heatstop PC Double-walled Clear (T/H) 2.90 44 51 20 Double-walled Opal (T/O) 2.90 41 45 20 Triple-walled Clear (T/H/H) 1.70 40 <td data-sheets-numberformat='{"1":2,"2":"0","3":1}' data-sheets-value='{"1":3,"3":44}' style="overflow:hidden;paddin | https://skylux.eu/en/products/skylux-160-ce-met-koepel-en-polyester-opstand-30-20-met-lm-motor-1600-x-2800-mm | https://skylux.eu/cdn/shop/files/Skylux-160deg-CE-met-koepel-en-polyester-opstand-3020-met-dubbele-LM-motor-1600-x-2800-mm-RWA-systeem.jpg?v=1702978018&width=1600 | https://skylux.eu/cdn/shop/files/e5a82811-1bb0-48e4-a776-cacb59c7c092_81149751-3c50-4a86-84f3-b2761c0bc14d.jpg?v=1688550533&width=1600 | //skylux.eu/cdn/shop/files/E_MH_Mounting_instructions_Skylux_160_CE_LM.pdf?v=12406716259046007223 | //skylux.eu/cdn/shop/files/E_TD_Technical_File_Skylux_Skylux_160_CE_Electric.pdf?v=3667116872303399239 | <style type="text/css" id="isPasted"> <!--td { border: 1px solid #cccccc; } br { mso-data-placement: same-cell; } --> </style> <table border="1" cellpadding="0" cellspacing="0" dir="ltr" style="table-layout:fixed;font-size:10pt;font-family:Arial;border-collapse:collapse;border:none;"><tbody> <tr style="height:20px;"> <td style="overflow:hidden;padding:0px 3px 0px 3px;vertical-align:bottom;"></td> <td style="overflow:hidden;padding:0px 3px 0px 3px;vertical-align:bottom;"></td> <td style="overflow:hidden;padding:0px 3px 0px 3px;vertical-align:bottom;"></td> <td data-sheets-value='{"1":2,"2":"Ut-value"}' style="overflow:hidden;padding:0px 3px 0px 3px;vertical-align:bottom;font-weight:bold;text-align:center;">Ut-value</td> <td data-sheets-value='{"1":2,"2":"LT-value"}' style="overflow:hidden;padding:0px 3px 0px 3px;vertical-align:bottom;font-weight:bold;text-align:center;">LT-value</td> <td data-sheets-value='{"1":2,"2":"g-value"}' style="overflow:hidden;padding:0px 3px 0px 3px;vertical-align:bottom;font-weight:bold;text-align:center;">g-value</td> <td data-sheets-value='{"1":2,"2":"Rw-value "}' style="overflow:hidden;padding:0px 3px 0px 3px;vertical-align:bottom;font-weight:bold;text-align:center;">Rw-value </td> </tr> <tr style="height:20px;"> <td style="overflow:hidden;padding:0px 3px 0px 3px;vertical-align:bottom;"></td> <td style="overflow:hidden;padding:0px 3px 0px 3px;vertical-align:bottom;"></td> <td style="overflow:hidden;padding:0px 3px 0px 3px;vertical-align:bottom;"></td> <td data-sheets-numberformat='{"1":2,"2":"0.00","3":1}' data-sheets-value='{"1":2,"2":"EN 1873 : 2014"}' style="overflow:hidden;padding:0px 3px 0px 3px;vertical-align:bottom;text-align:center;">EN 1873 : 2014</td> <td data-sheets-numberformat='{"1":2,"2":"0","3":1}' data-sheets-value='{"1":2,"2":"EN ISO 13468 EN 16153 EN 410"}' style="overflow:hidden;padding:0px 3px 0px 3px;vertical-align:bottom;text-align:center;">EN ISO 13468 EN 16153 EN 410</td> <td data-sheets-numberformat='{"1":2,"2":"0","3":1}' data-sheets-value='{"1":2,"2":"EN 410"}' style="overflow:hidden;padding:0px 3px 0px 3px;vertical-align:bottom;text-align:center;">EN 410</td> <td data-sheets-value='{"1":2,"2":"EN ISO 140-3\t\t"}' style="overflow:hidden;padding:0px 3px 0px 3px;vertical-align:bottom;text-align:center;">EN ISO 140-3 </td> </tr> <tr style="height:20px;"> <td data-sheets-value='{"1":2,"2":"Material"}' style="border-bottom:1px solid #000000;overflow:hidden;padding:0px 3px 0px 3px;vertical-align:bottom;background-color:#000000;font-weight:bold;color:#ffffff;">Material</td> <td data-sheets-value='{"1":2,"2":"Walls"}' style="border-bottom:1px solid #000000;overflow:hidden;padding:0px 3px 0px 3px;vertical-align:bottom;background-color:#000000;font-weight:bold;color:#ffffff;">Walls</td> <td data-sheets-value='{"1":2,"2":"Shells"}' style="border-bottom:1px solid #000000;overflow:hidden;padding:0px 3px 0px 3px;vertical-align:bottom;background-color:#000000;font-weight:bold;color:#ffffff;">Shells</td> <td data-sheets-numberformat='{"1":2,"2":"0.00","3":1}' data-sheets-value='{"1":2,"2":"(W/m²K)\t"}' style="border-bottom:1px solid #000000;overflow:hidden;padding:0px 3px 0px 3px;vertical-align:bottom;background-color:#000000;font-weight:bold;color:#ffffff;text-align:center;">(W/m²K) </td> <td data-sheets-numberformat='{"1":2,"2":"0","3":1}' data-sheets-value='{"1":2,"2":"(%)"}' style="border-bottom:1px solid #000000;overflow:hidden;padding:0px 3px 0px 3px;vertical-align:bottom;background-color:#000000;font-weight:bold;color:#ffffff;text-align:center;">(%)</td> <td data-sheets-numberformat='{"1":2,"2":"0","3":1}' data-sheets-value='{"1":2,"2":"(%)"}' style="border-bottom:1px solid #000000;overflow:hidden;padding:0px 3px 0px 3px;vertical-align:bottom;background-color:#000000;font-weight:bold;color:#ffffff;text-align:center;">(%)</td> <td data-sheets-value='{"1":2,"2":"(dB)"}' style="border-bottom:1px solid #000000;overflow:hidden;padding:0px 3px 0px 3px;vertical-align:bottom;background-color:#000000;font-weight:bold;color:#ffffff;text-align:center;">(dB)</td> </tr> <tr style="height:20px;"> <td data-sheets-value='{"1":2,"2":"Acrylic"}' style="border-left:1px solid #000000;overflow:hidden;padding:0px 3px 0px 3px;vertical-align:bottom;font-weight:bold;">Acrylic</td> <td data-sheets-value='{"1":2,"2":"Single-walled"}' style="overflow:hidden;padding:0px 3px 0px 3px;vertical-align:bottom;font-weight:bold;">Single-walled</td> <td data-sheets-value='{"1":2,"2":"Clear (H)"}' style="border-right:1px solid #000000;overflow:hidden;padding:0px 3px 0px 3px;vertical-align:bottom;font-weight:bold;">Clear (H)</td> <td data-sheets-numberformat='{"1":2,"2":"0.00","3":1}' data-sheets-value='{"1":3,"3":5.17}' style="overflow:hidden;padding:0px 3px 0px 3px;vertical-align:bottom;text-align:center;">5.17</td> <td data-sheets-numberformat='{"1":2,"2":"0","3":1}' data-sheets-value='{"1":3,"3":90}' style="overflow:hidden;padding:0px 3px 0px 3px;vertical-align:bottom;text-align:center;">90</td> <td data-sheets-numberformat='{"1":2,"2":"0","3":1}' data-sheets-value='{"1":3,"3":87}' style="overflow:hidden;padding:0px 3px 0px 3px;vertical-align:bottom;text-align:center;">87</td> <td data-sheets-numberformat='{"1":2,"2":"0","3":1}' data-sheets-value='{"1":2,"2":"-"}' style="border-right:1px solid #000000;overflow:hidden;padding:0px 3px 0px 3px;vertical-align:bottom;text-align:center;">-</td> </tr> <tr style="height:20px;"> <td data-sheets-value='{"1":2,"2":"PMMA"}' style="border-left:1px solid #000000;overflow:hidden;padding:0px 3px 0px 3px;vertical-align:bottom;font-weight:bold;">PMMA</td> <td data-sheets-value='{"1":2,"2":"Single-walled"}' style="overflow:hidden;padding:0px 3px 0px 3px;vertical-align:bottom;font-weight:bold;">Single-walled</td> <td data-sheets-value='{"1":2,"2":"Opal (O)"}' style="border-right:1px solid #000000;overflow:hidden;padding:0px 3px 0px 3px;vertical-align:bottom;font-weight:bold;">Opal (O)</td> <td data-sheets-numberformat='{"1":2,"2":"0.00","3":1}' data-sheets-value='{"1":3,"3":5.17}' style="overflow:hidden;padding:0px 3px 0px 3px;vertical-align:bottom;text-align:center;">5.17</td> <td data-sheets-numberformat='{"1":2,"2":"0","3":1}' data-sheets-value='{"1":3,"3":83}' style="overflow:hidden;padding:0px 3px 0px 3px;vertical-align:bottom;text-align:center;">83</td> <td data-sheets-numberformat='{"1":2,"2":"0","3":1}' data-sheets-value='{"1":3,"3":76}' style="overflow:hidden;padding:0px 3px 0px 3px;vertical-align:bottom;text-align:center;">76</td> <td data-sheets-numberformat='{"1":2,"2":"0","3":1}' data-sheets-value='{"1":2,"2":"-"}' style="border-right:1px solid #000000;overflow:hidden;padding:0px 3px 0px 3px;vertical-align:bottom;text-align:center;">-</td> </tr> <tr style="height:20px;"> <td style="border-left:1px solid #000000;overflow:hidden;padding:0px 3px 0px 3px;vertical-align:bottom;font-weight:bold;"></td> <td data-sheets-value='{"1":2,"2":"Double-walled"}' style="overflow:hidden;padding:0px 3px 0px 3px;vertical-align:bottom;font-weight:bold;">Double-walled</td> <td data-sheets-value='{"1":2,"2":"Clear (H/H)"}' style="border-right:1px solid #000000;overflow:hidden;padding:0px 3px 0px 3px;vertical-align:bottom;font-weight:bold;">Clear (H/H)</td> <td data-sheets-numberformat='{"1":2,"2":"0.00","3":1}' data-sheets-value='{"1":3,"3":2.9}' style="overflow:hidden;padding:0px 3px 0px 3px;vertical-align:bottom;text-align:center;">2.90</td> <td data-sheets-numberformat='{"1":2,"2":"0","3":1}' data-sheets-value='{"1":3,"3":81}' style="overflow:hidden;padding:0px 3px 0px 3px;vertical-align:bottom;text-align:center;">81</td> <td data-sheets-numberformat='{"1":2,"2":"0","3":1}' data-sheets-value='{"1":3,"3":75}' style="overflow:hidden;padding:0px 3px 0px 3px;vertical-align:bottom;text-align:center;">75</td> <td data-sheets-numberformat='{"1":2,"2":"0","3":1}' data-sheets-value='{"1":3,"3":20}' style="border-right:1px solid #000000;overflow:hidden;padding:0px 3px 0px 3px;vertical-align:bottom;text-align:center;">20</td> </tr> <tr style="height:20px;"> <td style="border-left:1px solid #000000;overflow:hidden;padding:0px 3px 0px 3px;vertical-align:bottom;font-weight:bold;"></td> <td data-sheets-value='{"1":2,"2":"Double-walled"}' style="overflow:hidden;padding:0px 3px 0px 3px;vertical-align:bottom;font-weight:bold;">Double-walled</td> <td data-sheets-value='{"1":2,"2":"Opal (O/O)"}' style="border-right:1px solid #000000;overflow:hidden;padding:0px 3px 0px 3px;vertical-align:bottom;font-weight:bold;">Opal (O/O)</td> <td data-sheets-numberformat='{"1":2,"2":"0.00","3":1}' data-sheets-value='{"1":3,"3":2.9}' style="overflow:hidden;padding:0px 3px 0px 3px;vertical-align:bottom;text-align:center;">2.90</td> <td data-sheets-numberformat='{"1":2,"2":"0","3":1}' data-sheets-value='{"1":3,"3":69}' style="overflow:hidden;padding:0px 3px 0px 3px;vertical-align:bottom;text-align:center;">69</td> <td data-sheets-numberformat='{"1":2,"2":"0","3":1}' data-sheets-value='{"1":3,"3":58}' style="overflow:hidden;padding:0px 3px 0px 3px;vertical-align:bottom;text-align:center;">58</td> <td data-sheets-numberformat='{"1":2,"2":"0","3":1}' data-sheets-value='{"1":3,"3":20}' style="border-right:1px solid #000000;overflow:hidden;padding:0px 3px 0px 3px;vertical-align:bottom;text-align:center;">20</td> </tr> <tr style="height:20px;"> <td style="border-left:1px solid #000000;overflow:hidden;padding:0px 3px 0px 3px;vertical-align:bottom;font-weight:bold;"></td> <td data-sheets-value='{"1":2,"2":"Triple-walled"}' style="overflow:hidden;padding:0px 3px 0px 3px;vertical-align:bottom;font-weight:bold;">Triple-walled</td> <td data-sheets-value='{"1":2,"2":"Clear (H/H/H)"}' style="border-right:1px solid #000000;overflow:hidden;padding:0px 3px 0px 3px;vertical-align:bottom;font-weight:bold;">Clear (H/H/H)</td> <td data-sheets-numberformat='{"1":2,"2":"0.00","3":1}' data-sheets-value='{"1":3,"3":1.7}' style="overflow:hidden;padding:0px 3px 0px 3px;vertical-align:bottom;text-align:center;">1.70</td> <td data-sheets-numberformat='{"1":2,"2":"0","3":1}' data-sheets-value='{"1":3,"3":73}' style="overflow:hidden;padding:0px 3px 0px 3px;vertical-align:bottom;text-align:center;">73</td> <td data-sheets-numberformat='{"1":2,"2":"0","3":1}' data-sheets-value='{"1":3,"3":65}' style="overflow:hidden;padding:0px 3px 0px 3px;vertical-align:bottom;text-align:center;">65</td> <td data-sheets-numberformat='{"1":2,"2":"0","3":1}' data-sheets-value='{"1":3,"3":22}' style="border-right:1px solid #000000;overflow:hidden;padding:0px 3px 0px 3px;vertical-align:bottom;text-align:center;">22</td> </tr> <tr style="height:20px;"> <td style="border-left:1px solid #000000;overflow:hidden;padding:0px 3px 0px 3px;vertical-align:bottom;font-weight:bold;"></td> <td data-sheets-value='{"1":2,"2":"Triple-walled"}' style="overflow:hidden;padding:0px 3px 0px 3px;vertical-align:bottom;font-weight:bold;">Triple-walled</td> <td data-sheets-value='{"1":2,"2":"Opal (O/H/O)"}' style="border-right:1px solid #000000;overflow:hidden;padding:0px 3px 0px 3px;vertical-align:bottom;font-weight:bold;">Opal (O/H/O)</td> <td data-sheets-numberformat='{"1":2,"2":"0.00","3":1}' data-sheets-value='{"1":3,"3":1.7}' style="overflow:hidden;padding:0px 3px 0px 3px;vertical-align:bottom;text-align:center;">1.70</td> <td data-sheets-numberformat='{"1":2,"2":"0","3":1}' data-sheets-value='{"1":3,"3":62}' style="overflow:hidden;padding:0px 3px 0px 3px;vertical-align:bottom;text-align:center;">62</td> <td data-sheets-numberformat='{"1":2,"2":"0","3":1}' data-sheets-value='{"1":3,"3":51}' style="overflow:hidden;padding:0px 3px 0px 3px;vertical-align:bottom;text-align:center;">51</td> <td data-sheets-numberformat='{"1":2,"2":"0","3":1}' data-sheets-value='{"1":3,"3":22}' style="border-right:1px solid #000000;overflow:hidden;padding:0px 3px 0px 3px;vertical-align:bottom;text-align:center;">22</td> </tr> <tr style="height:20px;"> <td style="border-left:1px solid #000000;overflow:hidden;padding:0px 3px 0px 3px;vertical-align:bottom;font-weight:bold;"></td> <td data-sheets-value='{"1":2,"2":"Four-walled"}' style="overflow:hidden;padding:0px 3px 0px 3px;vertical-align:bottom;font-weight:bold;">Four-walled</td> <td data-sheets-value='{"1":2,"2":"Clear (H/H/H/H)"}' style="border-right:1px solid #000000;overflow:hidden;padding:0px 3px 0px 3px;vertical-align:bottom;font-weight:bold;">Clear (H/H/H/H)</td> <td data-sheets-numberformat='{"1":2,"2":"0.00","3":1}' data-sheets-value='{"1":3,"3":1.28}' style="overflow:hidden;padding:0px 3px 0px 3px;vertical-align:bottom;text-align:center;">1.28</td> <td data-sheets-numberformat='{"1":2,"2":"0","3":1}' data-sheets-value='{"1":3,"3":64}' style="overflow:hidden;padding:0px 3px 0px 3px;vertical-align:bottom;text-align:center;">64</td> <td data-sheets-numberformat='{"1":2,"2":"0","3":1}' data-sheets-value='{"1":3,"3":54}' style="overflow:hidden;padding:0px 3px 0px 3px;vertical-align:bottom;text-align:center;">54</td> <td data-sheets-numberformat='{"1":2,"2":"0","3":1}' data-sheets-value='{"1":3,"3":23}' style="border-right:1px solid #000000;overflow:hidden;padding:0px 3px 0px 3px;vertical-align:bottom;text-align:center;">23</td> </tr> <tr style="height:20px;"> <td style="border-bottom:1px solid #000000;border-left:1px solid #000000;overflow:hidden;padding:0px 3px 0px 3px;vertical-align:bottom;"></td> <td data-sheets-value='{"1":2,"2":"Four-walled"}' style="border-bottom:1px solid #000000;overflow:hidden;padding:0px 3px 0px 3px;vertical-align:bottom;font-weight:bold;">Four-walled</td> <td data-sheets-value='{"1":2,"2":"Opal (H/H/O/H)"}' style="border-right:1px solid #000000;border-bottom:1px solid #000000;overflow:hidden;padding:0px 3px 0px 3px;vertical-align:bottom;font-weight:bold;">Opal (H/H/O/H)</td> <td data-sheets-numberformat='{"1":2,"2":"0.00","3":1}' data-sheets-value='{"1":3,"3":1.28}' style="border-bottom:1px solid #000000;overflow:hidden;padding:0px 3px 0px 3px;vertical-align:bottom;text-align:center;">1.28</td> <td data-sheets-numberformat='{"1":2,"2":"0","3":1}' data-sheets-value='{"1":3,"3":59}' style="border-bottom:1px solid #000000;overflow:hidden;padding:0px 3px 0px 3px;vertical-align:bottom;text-align:center;">59</td> <td data-sheets-numberformat='{"1":2,"2":"0","3":1}' data-sheets-value='{"1":3,"3":48}' style="border-bottom:1px solid #000000;overflow:hidden;padding:0px 3px 0px 3px;vertical-align:bottom;text-align:center;">48</td> <td data-sheets-numberformat='{"1":2,"2":"0","3":1}' data-sheets-value='{"1":3,"3":23}' style="border-right:1px solid #000000;border-bottom:1px solid #000000;overflow:hidden;padding:0px 3px 0px 3px;vertical-align:bottom;text-align:center;">23</td> </tr> <tr style="height:20px;"> <td data-sheets-value='{"1":2,"2":"Polycarbonate "}' style="border-left:1px solid #000000;overflow:hidden;padding:0px 3px 0px 3px;vertical-align:bottom;font-weight:bold;">Polycarbonate </td> <td data-sheets-value='{"1":2,"2":"Single-walled"}' style="overflow:hidden;padding:0px 3px 0px 3px;vertical-align:bottom;font-weight:bold;">Single-walled</td> <td data-sheets-value='{"1":2,"2":"Clear (A)"}' style="border-right:1px solid #000000;overflow:hidden;padding:0px 3px 0px 3px;vertical-align:bottom;font-weight:bold;">Clear (A)</td> <td data-sheets-numberformat='{"1":2,"2":"0.00","3":1}' data-sheets-value='{"1":3,"3":5.17}' style="overflow:hidden;padding:0px 3px 0px 3px;vertical-align:bottom;text-align:center;">5.17</td> <td data-sheets-numberformat='{"1":2,"2":"0","3":1}' data-sheets-value='{"1":3,"3":88}' style="overflow:hidden;padding:0px 3px 0px 3px;vertical-align:bottom;text-align:center;">88</td> <td data-sheets-numberformat='{"1":2,"2":"0","3":1}' data-sheets-value='{"1":3,"3":83}' style="overflow:hidden;padding:0px 3px 0px 3px;vertical-align:bottom;text-align:center;">83</td> <td data-sheets-numberformat='{"1":2,"2":"0","3":1}' data-sheets-value='{"1":2,"2":"-"}' style="border-right:1px solid #000000;overflow:hidden;padding:0px 3px 0px 3px;vertical-align:bottom;text-align:center;">-</td> </tr> <tr style="height:20px;"> <td data-sheets-value='{"1":2,"2":"PC"}' style="border-left:1px solid #000000;overflow:hidden;padding:0px 3px 0px 3px;vertical-align:bottom;font-weight:bold;">PC</td> <td data-sheets-value='{"1":2,"2":"Single-walled"}' style="overflow:hidden;padding:0px 3px 0px 3px;vertical-align:bottom;font-weight:bold;">Single-walled</td> <td data-sheets-value='{"1":2,"2":"Opal (D)"}' style="border-right:1px solid #000000;overflow:hidden;padding:0px 3px 0px 3px;vertical-align:bottom;font-weight:bold;">Opal (D)</td> <td data-sheets-numberformat='{"1":2,"2":"0.00","3":1}' data-sheets-value='{"1":3,"3":5.17}' style="overflow:hidden;padding:0px 3px 0px 3px;vertical-align:bottom;text-align:center;">5.17</td> <td data-sheets-numberformat='{"1":2,"2":"0","3":1}' data-sheets-value='{"1":3,"3":58}' style="overflow:hidden;padding:0px 3px 0px 3px;vertical-align:bottom;text-align:center;">58</td> <td data-sheets-numberformat='{"1":2,"2":"0","3":1}' data-sheets-value='{"1":3,"3":60}' style="overflow:hidden;padding:0px 3px 0px 3px;vertical-align:bottom;text-align:center;">60</td> <td data-sheets-numberformat='{"1":2,"2":"0","3":1}' data-sheets-value='{"1":2,"2":"-"}' style="border-right:1px solid #000000;overflow:hidden;padding:0px 3px 0px 3px;vertical-align:bottom;text-align:center;">-</td> </tr> <tr style="height:20px;"> <td style="border-left:1px solid #000000;overflow:hidden;padding:0px 3px 0px 3px;vertical-align:bottom;font-weight:bold;"></td> <td data-sheets-value='{"1":2,"2":"Double-walled"}' style="overflow:hidden;padding:0px 3px 0px 3px;vertical-align:bottom;font-weight:bold;">Double-walled</td> <td data-sheets-value='{"1":2,"2":"Clear (A/H)"}' style="border-right:1px solid #000000;overflow:hidden;padding:0px 3px 0px 3px;vertical-align:bottom;font-weight:bold;">Clear (A/H)</td> <td data-sheets-numberformat='{"1":2,"2":"0.00","3":1}' data-sheets-value='{"1":3,"3":2.9}' style="overflow:hidden;padding:0px 3px 0px 3px;vertical-align:bottom;text-align:center;">2.90</td> <td data-sheets-numberformat='{"1":2,"2":"0","3":1}' data-sheets-value='{"1":3,"3":79}' style="overflow:hidden;padding:0px 3px 0px 3px;vertical-align:bottom;text-align:center;">79</td> <td data-sheets-numberformat='{"1":2,"2":"0","3":1}' data-sheets-value='{"1":3,"3":72}' style="overflow:hidden;padding:0px 3px 0px 3px;vertical-align:bottom;text-align:center;">72</td> <td data-sheets-numberformat='{"1":2,"2":"0","3":1}' data-sheets-value='{"1":3,"3":20}' style="border-right:1px solid #000000;overflow:hidden;padding:0px 3px 0px 3px;vertical-align:bottom;text-align:center;">20</td> </tr> <tr style="height:20px;"> <td style="border-left:1px solid #000000;overflow:hidden;padding:0px 3px 0px 3px;vertical-align:bottom;font-weight:bold;"></td> <td data-sheets-value='{"1":2,"2":"Double-walled"}' style="overflow:hidden;padding:0px 3px 0px 3px;vertical-align:bottom;font-weight:bold;">Double-walled</td> <td data-sheets-value='{"1":2,"2":"Clear (A/A)"}' style="border-right:1px solid #000000;overflow:hidden;padding:0px 3px 0px 3px;vertical-align:bottom;font-weight:bold;">Clear (A/A)</td> <td data-sheets-numberformat='{"1":2,"2":"0.00","3":1}' data-sheets-value='{"1":3,"3":2.9}' style="overflow:hidden;padding:0px 3px 0px 3px;vertical-align:bottom;text-align:center;">2.90</td> <td data-sheets-numberformat='{"1":2,"2":"0","3":1}' data-sheets-value='{"1":3,"3":77}' style="overflow:hidden;padding:0px 3px 0px 3px;vertical-align:bottom;text-align:center;">77</td> <td data-sheets-numberformat='{"1":2,"2":"0","3":1}' data-sheets-value='{"1":3,"3":69}' style="overflow:hidden;padding:0px 3px 0px 3px;vertical-align:bottom;text-align:center;">69</td> <td data-sheets-numberformat='{"1":2,"2":"0","3":1}' data-sheets-value='{"1":3,"3":20}' style="border-right:1px solid #000000;overflow:hidden;padding:0px 3px 0px 3px;vertical-align:bottom;text-align:center;">20</td> </tr> <tr style="height:20px;"> <td style="border-left:1px solid #000000;overflow:hidden;padding:0px 3px 0px 3px;vertical-align:bottom;font-weight:bold;"></td> <td data-sheets-value='{"1":2,"2":"Double-walled"}' style="overflow:hidden;padding:0px 3px 0px 3px;vertical-align:bottom;font-weight:bold;">Double-walled</td> <td data-sheets-value='{"1":2,"2":"Opal (A/O)"}' style="border-right:1px solid #000000;overflow:hidden;padding:0px 3px 0px 3px;vertical-align:bottom;font-weight:bold;">Opal (A/O)</td> <td data-sheets-numberformat='{"1":2,"2":"0.00","3":1}' data-sheets-value='{"1":3,"3":2.9}' style="overflow:hidden;padding:0px 3px 0px 3px;vertical-align:bottom;text-align:center;">2.90</td> <td data-sheets-numberformat='{"1":2,"2":"0","3":1}' data-sheets-value='{"1":3,"3":73}' style="overflow:hidden;padding:0px 3px 0px 3px;vertical-align:bottom;text-align:center;">73</td> <td data-sheets-numberformat='{"1":2,"2":"0","3":1}' data-sheets-value='{"1":3,"3":63}' style="overflow:hidden;padding:0px 3px 0px 3px;vertical-align:bottom;text-align:center;">63</td> <td data-sheets-numberformat='{"1":2,"2":"0","3":1}' data-sheets-value='{"1":3,"3":20}' style="border-right:1px solid #000000;overflow:hidden;padding:0px 3px 0px 3px;vertical-align:bottom;text-align:center;">20</td> </tr> <tr style="height:20px;"> <td style="border-left:1px solid #000000;overflow:hidden;padding:0px 3px 0px 3px;vertical-align:bottom;font-weight:bold;"></td> <td data-sheets-value='{"1":2,"2":"Double-walled"}' style="overflow:hidden;padding:0px 3px 0px 3px;vertical-align:bottom;font-weight:bold;">Double-walled</td> <td data-sheets-value='{"1":2,"2":"Opal (A/D)"}' style="border-right:1px solid #000000;overflow:hidden;padding:0px 3px 0px 3px;vertical-align:bottom;font-weight:bold;">Opal (A/D)</td> <td data-sheets-numberformat='{"1":2,"2":"0.00","3":1}' data-sheets-value='{"1":3,"3":2.9}' style="overflow:hidden;padding:0px 3px 0px 3px;vertical-align:bottom;text-align:center;">2.90</td> <td data-sheets-numberformat='{"1":2,"2":"0","3":1}' data-sheets-value='{"1":3,"3":51}' style="overflow:hidden;padding:0px 3px 0px 3px;vertical-align:bottom;text-align:center;">51</td> <td data-sheets-numberformat='{"1":2,"2":"0","3":1}' data-sheets-value='{"1":3,"3":50}' style="overflow:hidden;padding:0px 3px 0px 3px;vertical-align:bottom;text-align:center;">50</td> <td data-sheets-numberformat='{"1":2,"2":"0","3":1}' data-sheets-value='{"1":3,"3":20}' style="border-right:1px solid #000000;overflow:hidden;padding:0px 3px 0px 3px;vertical-align:bottom;text-align:center;">20</td> </tr> <tr style="height:20px;"> <td style="border-left:1px solid #000000;overflow:hidden;padding:0px 3px 0px 3px;vertical-align:bottom;font-weight:bold;"></td> <td data-sheets-value='{"1":2,"2":"Triple-walled"}' style="overflow:hidden;padding:0px 3px 0px 3px;vertical-align:bottom;font-weight:bold;">Triple-walled</td> <td data-sheets-value='{"1":2,"2":"Clear (A/H/H)"}' style="border-right:1px solid #000000;overflow:hidden;padding:0px 3px 0px 3px;vertical-align:bottom;font-weight:bold;">Clear (A/H/H)</td> <td data-sheets-numberformat='{"1":2,"2":"0.00","3":1}' data-sheets-value='{"1":3,"3":1.7}' style="overflow:hidden;padding:0px 3px 0px 3px;vertical-align:bottom;text-align:center;">1.70</td> <td data-sheets-numberformat='{"1":2,"2":"0","3":1}' data-sheets-value='{"1":3,"3":71}' style="overflow:hidden;padding:0px 3px 0px 3px;vertical-align:bottom;text-align:center;">71</td> <td data-sheets-numberformat='{"1":2,"2":"0","3":1}' data-sheets-value='{"1":3,"3":63}' style="overflow:hidden;padding:0px 3px 0px 3px;vertical-align:bottom;text-align:center;">63</td> <td data-sheets-numberformat='{"1":2,"2":"0","3":1}' data-sheets-value='{"1":3,"3":22}' style="border-right:1px solid #000000;overflow:hidden;padding:0px 3px 0px 3px;vertical-align:bottom;text-align:center;">22</td> </tr> <tr style="height:20px;"> <td style="border-left:1px solid #000000;overflow:hidden;padding:0px 3px 0px 3px;vertical-align:bottom;font-weight:bold;"></td> <td data-sheets-value='{"1":2,"2":"Triple-walled"}' style="overflow:hidden;padding:0px 3px 0px 3px;vertical-align:bottom;font-weight:bold;">Triple-walled</td> <td data-sheets-value='{"1":2,"2":"Opal (A/O/O)"}' style="border-right:1px solid #000000;overflow:hidden;padding:0px 3px 0px 3px;vertical-align:bottom;font-weight:bold;">Opal (A/O/O)</td> <td data-sheets-numberformat='{"1":2,"2":"0.00","3":1}' data-sheets-value='{"1":3,"3":1.7}' style="overflow:hidden;padding:0px 3px 0px 3px;vertical-align:bottom;text-align:center;">1.70</td> <td data-sheets-numberformat='{"1":2,"2":"0","3":1}' data-sheets-value='{"1":3,"3":61}' style="overflow:hidden;padding:0px 3px 0px 3px;vertical-align:bottom;text-align:center;">61</td> <td data-sheets-numberformat='{"1":2,"2":"0","3":1}' data-sheets-value='{"1":3,"3":48}' style="overflow:hidden;padding:0px 3px 0px 3px;vertical-align:bottom;text-align:center;">48</td> <td data-sheets-numberformat='{"1":2,"2":"0","3":1}' data-sheets-value='{"1":3,"3":22}' style="border-right:1px solid #000000;overflow:hidden;padding:0px 3px 0px 3px;vertical-align:bottom;text-align:center;">22</td> </tr> <tr style="height:20px;"> <td style="border-left:1px solid #000000;overflow:hidden;padding:0px 3px 0px 3px;vertical-align:bottom;font-weight:bold;"></td> <td data-sheets-value='{"1":2,"2":"Four-walled"}' style="overflow:hidden;padding:0px 3px 0px 3px;vertical-align:bottom;font-weight:bold;">Four-walled</td> <td data-sheets-value='{"1":2,"2":"Clear (A/H/H/H)"}' style="border-right:1px solid #000000;overflow:hidden;padding:0px 3px 0px 3px;vertical-align:bottom;font-weight:bold;">Clear (A/H/H/H)</td> <td data-sheets-numberformat='{"1":2,"2":"0.00","3":1}' data-sheets-value='{"1":3,"3":1.28}' style="overflow:hidden;padding:0px 3px 0px 3px;vertical-align:bottom;text-align:center;">1.28</td> <td data-sheets-numberformat='{"1":2,"2":"0","3":1}' data-sheets-value='{"1":3,"3":64}' style="overflow:hidden;padding:0px 3px 0px 3px;vertical-align:bottom;text-align:center;">64</td> <td data-sheets-numberformat='{"1":2,"2":"0","3":1}' data-sheets-value='{"1":3,"3":52}' style="overflow:hidden;padding:0px 3px 0px 3px;vertical-align:bottom;text-align:center;">52</td> <td data-sheets-numberformat='{"1":2,"2":"0","3":1}' data-sheets-value='{"1":3,"3":23}' style="border-right:1px solid #000000;overflow:hidden;padding:0px 3px 0px 3px;vertical-align:bottom;text-align:center;">23</td> </tr> <tr style="height:20px;"> <td style="border-bottom:1px solid #000000;border-left:1px solid #000000;overflow:hidden;padding:0px 3px 0px 3px;vertical-align:bottom;"></td> <td data-sheets-value='{"1":2,"2":"Four-walled"}' style="border-bottom:1px solid #000000;overflow:hidden;padding:0px 3px 0px 3px;vertical-align:bottom;font-weight:bold;">Four-walled</td> <td data-sheets-value='{"1":2,"2":"Opal (A/H/O/H)"}' style="border-right:1px solid #000000;border-bottom:1px solid #000000;overflow:hidden;padding:0px 3px 0px 3px;vertical-align:bottom;font-weight:bold;">Opal (A/H/O/H)</td> <td data-sheets-numberformat='{"1":2,"2":"0.00","3":1}' data-sheets-value='{"1":3,"3":1.28}' style="border-bottom:1px solid #000000;overflow:hidden;padding:0px 3px 0px 3px;vertical-align:bottom;text-align:center;">1.28</td> <td data-sheets-numberformat='{"1":2,"2":"0","3":1}' data-sheets-value='{"1":3,"3":59}' style="border-bottom:1px solid #000000;overflow:hidden;padding:0px 3px 0px 3px;vertical-align:bottom;text-align:center;">59</td> <td data-sheets-numberformat='{"1":2,"2":"0","3":1}' data-sheets-value='{"1":3,"3":46}' style="border-bottom:1px solid #000000;overflow:hidden;padding:0px 3px 0px 3px;vertical-align:bottom;text-align:center;">46</td> <td data-sheets-numberformat='{"1":2,"2":"0","3":1}' data-sheets-value='{"1":3,"3":23}' style="border-right:1px solid #000000;border-bottom:1px solid #000000;overflow:hidden;padding:0px 3px 0px 3px;vertical-align:bottom;text-align:center;">23</td> </tr> <tr style="height:20px;"> <td data-sheets-value='{"1":2,"2":"Polycarbonate"}' style="border-left:1px solid #000000;overflow:hidden;padding:0px 3px 0px 3px;vertical-align:bottom;font-weight:bold;">Polycarbonate</td> <td data-sheets-value='{"1":2,"2":"Single-walled"}' style="overflow:hidden;padding:0px 3px 0px 3px;vertical-align:bottom;font-weight:bold;">Single-walled</td> <td data-sheets-value='{"1":2,"2":"Heatstop Opal (T)"}' style="border-right:1px solid #000000;overflow:hidden;padding:0px 3px 0px 3px;vertical-align:bottom;font-weight:bold;">Heatstop Opal (T)</td> <td data-sheets-numberformat='{"1":2,"2":"0.00","3":1}' data-sheets-value='{"1":3,"3":5.17}' style="overflow:hidden;padding:0px 3px 0px 3px;vertical-align:bottom;text-align:center;">5.17</td> <td data-sheets-numberformat='{"1":2,"2":"0","3":1}' data-sheets-value='{"1":3,"3":49}' style="overflow:hidden;padding:0px 3px 0px 3px;vertical-align:bottom;text-align:center;">49</td> <td data-sheets-numberformat='{"1":2,"2":"0","3":1}' data-sheets-value='{"1":3,"3":59}' style="overflow:hidden;padding:0px 3px 0px 3px;vertical-align:bottom;text-align:center;">59</td> <td data-sheets-numberformat='{"1":2,"2":"0","3":1}' data-sheets-value='{"1":2,"2":"-"}' style="border-right:1px solid #000000;overflow:hidden;padding:0px 3px 0px 3px;vertical-align:bottom;text-align:center;">-</td> </tr> <tr style="height:20px;"> <td data-sheets-value='{"1":2,"2":"Heatstop PC"}' style="border-left:1px solid #000000;overflow:hidden;padding:0px 3px 0px 3px;vertical-align:bottom;font-weight:bold;">Heatstop PC</td> <td data-sheets-value='{"1":2,"2":"Double-walled"}' style="overflow:hidden;padding:0px 3px 0px 3px;vertical-align:bottom;font-weight:bold;">Double-walled</td> <td data-sheets-value='{"1":2,"2":"Clear (T/H)"}' style="border-right:1px solid #000000;overflow:hidden;padding:0px 3px 0px 3px;vertical-align:bottom;font-weight:bold;">Clear (T/H)</td> <td data-sheets-numberformat='{"1":2,"2":"0.00","3":1}' data-sheets-value='{"1":3,"3":2.9}' style="overflow:hidden;padding:0px 3px 0px 3px;vertical-align:bottom;text-align:center;">2.90</td> <td data-sheets-numberformat='{"1":2,"2":"0","3":1}' data-sheets-value='{"1":3,"3":44}' style="overflow:hidden;padding:0px 3px 0px 3px;vertical-align:bottom;text-align:center;">44</td> <td data-sheets-numberformat='{"1":2,"2":"0","3":1}' data-sheets-value='{"1":3,"3":51}' style="overflow:hidden;padding:0px 3px 0px 3px;vertical-align:bottom;text-align:center;">51</td> <td data-sheets-numberformat='{"1":2,"2":"0","3":1}' data-sheets-value='{"1":3,"3":20}' style="border-right:1px solid #000000;overflow:hidden;padding:0px 3px 0px 3px;vertical-align:bottom;text-align:center;">20</td> </tr> <tr style="height:20px;"> <td style="border-left:1px solid #000000;overflow:hidden;padding:0px 3px 0px 3px;vertical-align:bottom;font-weight:bold;"></td> <td data-sheets-value='{"1":2,"2":"Double-walled"}' style="overflow:hidden;padding:0px 3px 0px 3px;vertical-align:bottom;font-weight:bold;">Double-walled</td> <td data-sheets-value='{"1":2,"2":"Opal (T/O)"}' style="border-right:1px solid #000000;overflow:hidden;padding:0px 3px 0px 3px;vertical-align:bottom;font-weight:bold;">Opal (T/O)</td> <td data-sheets-numberformat='{"1":2,"2":"0.00","3":1}' data-sheets-value='{"1":3,"3":2.9}' style="overflow:hidden;padding:0px 3px 0px 3px;vertical-align:bottom;text-align:center;">2.90</td> <td data-sheets-numberformat='{"1":2,"2":"0","3":1}' data-sheets-value='{"1":3,"3":41}' style="overflow:hidden;padding:0px 3px 0px 3px;vertical-align:bottom;text-align:center;">41</td> <td data-sheets-numberformat='{"1":2,"2":"0","3":1}' data-sheets-value='{"1":3,"3":45}' style="overflow:hidden;padding:0px 3px 0px 3px;vertical-align:bottom;text-align:center;">45</td> <td data-sheets-numberformat='{"1":2,"2":"0","3":1}' data-sheets-value='{"1":3,"3":20}' style="border-right:1px solid #000000;overflow:hidden;padding:0px 3px 0px 3px;vertical-align:bottom;text-align:center;">20</td> </tr> <tr style="height:20px;"> <td style="border-left:1px solid #000000;overflow:hidden;padding:0px 3px 0px 3px;vertical-align:bottom;font-weight:bold;"></td> <td data-sheets-value='{"1":2,"2":"Triple-walled"}' style="overflow:hidden; | skylux-160-ce-met-koepel-en-polyester-opstand-30-20-met-lm-motor-1600-x-2800-mm | 8586011541837 | 46872309301581
Smoke and heat exhaust (SHEV) | SHE system | Skylux | Skylux 160° CE with skylight and polyester curb 30/20 with double LM-actuator and PVC frame type EP25 1000 x 2500 mm |  | 50727 | 5412970507277 | 8611.6 | Yes | 30-45 | 119.79 | 1000 x 2500 mm | 2500 | 1000 |  | polyester 30/20 (30 cm high & roof opening = 20 cm larger than daylight size) | Rectangular | 1.19 W/m²K - 0.98 W/m²K | 57% - 30% | 37% - 17% | 24dB - 26dB | 160° CE (for industry) | PVC frame EP25 | without spoiler | E | Double actuator | Maximum double-walled skylight possible for this product | Ut-value LT-value g-value Rw-value EN 1873 : 2014 EN ISO 13468 EN 16153 EN 410 EN 410 EN ISO 140-3 Material Walls Shells (W/m²K) (%) (%) (dB) Acrylic EW Clear (H) 1.19 37 57 24 PMMA Opal (O) 1.19 34 50 24 DW Clear (H/H) 0.98 33 50 26 Opal (O/O) 0.98 28 38 26 Polycarbonate EW Clear (A) 1.19 36 55 24 PC Opal (D) 1.19 24 40 24 DW Clear (A/H) 0.98 32 48 26 Clear (A/A) 0.98 32 46 26 Opal (A/O) 0.98 30 42 26 Opal (A/D) 0.98 21 33 26 Polycarbonate EW Heatstop Opal (T) 1.19 20 39 24 Heatstop PC DW Clear (T/H) 0.98 18 34 26 Opal (T/O) 0.98 17 30 26 | https://skylux.eu/en/products/skylux-160-ce-met-koepel-en-polyester-opstand-30-20-met-lm-motor-en-pvc-raam-type-ep25-1000-x-2500-mm | https://skylux.eu/cdn/shop/files/Skylux-160deg-CE-met-koepel-en-polyester-opstand-3020-met-dubbele-LM-motor-en-pvc-raam-type-EP25-1000-x-2500-mm-RWA-systeem.jpg?v=1702978071&width=1600 | https://skylux.eu/cdn/shop/files/e5a82811-1bb0-48e4-a776-cacb59c7c092_9b3d5eff-7e10-41e1-971d-ad1ffcbbe244.jpg?v=1688550544&width=1600 | //skylux.eu/cdn/shop/files/E_MH_Mounting_instructions_Skylux_160_CE_LM.pdf?v=12406716259046007223 | //skylux.eu/cdn/shop/files/E_TD_Technical_File_Skylux_Skylux_160_CE_Electric.pdf?v=3667116872303399239 | <style type="text/css" id="isPasted"><!--td {border: 1px solid #cccccc;}br {mso-data-placement:same-cell;}--></style><table border="1" cellpadding="0" cellspacing="0" dir="ltr" style="table-layout:fixed;font-size:10pt;font-family:Arial;border-collapse:collapse;border:none;"><tbody> <tr style="height:20px;"> <td style="overflow:hidden;padding:0px 3px 0px 3px;vertical-align:bottom;"></td> <td style="overflow:hidden;padding:0px 3px 0px 3px;vertical-align:bottom;"></td> <td style="overflow:hidden;padding:0px 3px 0px 3px;vertical-align:bottom;"></td> <td data-sheets-value='{"1":2,"2":"Ut-value"}' style="overflow:hidden;padding:0px 3px 0px 3px;vertical-align:bottom;font-weight:bold;text-align:center;">Ut-value</td> <td data-sheets-value='{"1":2,"2":"LT-value"}' style="overflow:hidden;padding:0px 3px 0px 3px;vertical-align:bottom;font-weight:bold;text-align:center;">LT-value</td> <td data-sheets-value='{"1":2,"2":"g-value"}' style="overflow:hidden;padding:0px 3px 0px 3px;vertical-align:bottom;font-weight:bold;text-align:center;">g-value</td> <td data-sheets-value='{"1":2,"2":"Rw-value "}' style="overflow:hidden;padding:0px 3px 0px 3px;vertical-align:bottom;font-weight:bold;text-align:center;">Rw-value </td> </tr> <tr style="height:20px;"> <td style="overflow:hidden;padding:0px 3px 0px 3px;vertical-align:bottom;"></td> <td style="overflow:hidden;padding:0px 3px 0px 3px;vertical-align:bottom;"></td> <td style="overflow:hidden;padding:0px 3px 0px 3px;vertical-align:bottom;"></td> <td data-sheets-numberformat='{"1":2,"2":"0.00","3":1}' data-sheets-value='{"1":2,"2":"EN 1873 : 2014"}' style="overflow:hidden;padding:0px 3px 0px 3px;vertical-align:bottom;text-align:center;">EN 1873 : 2014</td> <td data-sheets-numberformat='{"1":2,"2":"0","3":1}' data-sheets-value='{"1":2,"2":"EN ISO 13468 EN 16153 EN 410"}' style="overflow:hidden;padding:0px 3px 0px 3px;vertical-align:bottom;text-align:center;">EN ISO 13468 EN 16153 EN 410</td> <td data-sheets-numberformat='{"1":2,"2":"0","3":1}' data-sheets-value='{"1":2,"2":"EN 410"}' style="overflow:hidden;padding:0px 3px 0px 3px;vertical-align:bottom;text-align:center;">EN 410</td> <td data-sheets-value='{"1":2,"2":"EN ISO 140-3\t\t"}' style="overflow:hidden;padding:0px 3px 0px 3px;vertical-align:bottom;text-align:center;">EN ISO 140-3 </td> </tr> <tr style="height:20px;"> <td data-sheets-value='{"1":2,"2":"Material"}' style="border-bottom:1px solid #000000;overflow:hidden;padding:0px 3px 0px 3px;vertical-align:bottom;background-color:#000000;font-weight:bold;color:#ffffff;">Material</td> <td data-sheets-value='{"1":2,"2":"Walls"}' style="border-bottom:1px solid #000000;overflow:hidden;padding:0px 3px 0px 3px;vertical-align:bottom;background-color:#000000;font-weight:bold;color:#ffffff;">Walls</td> <td data-sheets-value='{"1":2,"2":"Shells"}' style="border-bottom:1px solid #000000;overflow:hidden;padding:0px 3px 0px 3px;vertical-align:bottom;background-color:#000000;font-weight:bold;color:#ffffff;">Shells</td> <td data-sheets-numberformat='{"1":2,"2":"0.00","3":1}' data-sheets-value='{"1":2,"2":"(W/m²K)\t"}' style="border-bottom:1px solid #000000;overflow:hidden;padding:0px 3px 0px 3px;vertical-align:bottom;background-color:#000000;font-weight:bold;color:#ffffff;text-align:center;">(W/m²K) </td> <td data-sheets-numberformat='{"1":2,"2":"0","3":1}' data-sheets-value='{"1":2,"2":"(%)"}' style="border-bottom:1px solid #000000;overflow:hidden;padding:0px 3px 0px 3px;vertical-align:bottom;background-color:#000000;font-weight:bold;color:#ffffff;text-align:center;">(%)</td> <td data-sheets-numberformat='{"1":2,"2":"0","3":1}' data-sheets-value='{"1":2,"2":"(%)"}' style="border-bottom:1px solid #000000;overflow:hidden;padding:0px 3px 0px 3px;vertical-align:bottom;background-color:#000000;font-weight:bold;color:#ffffff;text-align:center;">(%)</td> <td data-sheets-value='{"1":2,"2":"(dB)"}' style="border-bottom:1px solid #000000;overflow:hidden;padding:0px 3px 0px 3px;vertical-align:bottom;background-color:#000000;font-weight:bold;color:#ffffff;text-align:center;">(dB)</td> </tr> <tr style="height:20px;"> <td data-sheets-value='{"1":2,"2":"Acrylic"}' style="border-left:1px solid #000000;overflow:hidden;padding:0px 3px 0px 3px;vertical-align:bottom;">Acrylic</td> <td data-sheets-value='{"1":2,"2":"EW"}' style="overflow:hidden;padding:0px 3px 0px 3px;vertical-align:bottom;">EW</td> <td data-sheets-value='{"1":2,"2":"Clear (H)"}' style="overflow:hidden;padding:0px 3px 0px 3px;vertical-align:bottom;">Clear (H)</td> <td data-sheets-numberformat='{"1":2,"2":"0.00","3":1}' data-sheets-value='{"1":3,"3":1.19}' style="overflow:hidden;padding:0px 3px 0px 3px;vertical-align:bottom;text-align:center;">1.19</td> <td data-sheets-numberformat='{"1":2,"2":"0","3":1}' data-sheets-value='{"1":3,"3":36.9}' style="overflow:hidden;padding:0px 3px 0px 3px;vertical-align:bottom;text-align:center;">37</td> <td data-sheets-numberformat='{"1":2,"2":"0","3":1}' data-sheets-value='{"1":3,"3":57.42}' style="overflow:hidden;padding:0px 3px 0px 3px;vertical-align:bottom;text-align:center;">57</td> <td data-sheets-value='{"1":3,"3":24}' style="border-right:1px solid #000000;overflow:hidden;padding:0px 3px 0px 3px;vertical-align:bottom;text-align:center;">24</td> </tr> <tr style="height:20px;"> <td data-sheets-value='{"1":2,"2":"PMMA"}' style="border-left:1px solid #000000;overflow:hidden;padding:0px 3px 0px 3px;vertical-align:bottom;">PMMA</td> <td style="overflow:hidden;padding:0px 3px 0px 3px;vertical-align:bottom;"></td> <td data-sheets-value='{"1":2,"2":"Opal (O)"}' style="overflow:hidden;padding:0px 3px 0px 3px;vertical-align:bottom;">Opal (O)</td> <td data-sheets-numberformat='{"1":2,"2":"0.00","3":1}' data-sheets-value='{"1":3,"3":1.19}' style="overflow:hidden;padding:0px 3px 0px 3px;vertical-align:bottom;text-align:center;">1.19</td> <td data-sheets-numberformat='{"1":2,"2":"0","3":1}' data-sheets-value='{"1":3,"3":34.03}' style="overflow:hidden;padding:0px 3px 0px 3px;vertical-align:bottom;text-align:center;">34</td> <td data-sheets-numberformat='{"1":2,"2":"0","3":1}' data-sheets-value='{"1":3,"3":50.160000000000004}' style="overflow:hidden;padding:0px 3px 0px 3px;vertical-align:bottom;text-align:center;">50</td> <td data-sheets-value='{"1":3,"3":24}' style="border-right:1px solid #000000;overflow:hidden;padding:0px 3px 0px 3px;vertical-align:bottom;text-align:center;">24</td> </tr> <tr style="height:20px;"> <td style="border-left:1px solid #000000;overflow:hidden;padding:0px 3px 0px 3px;vertical-align:bottom;"></td> <td data-sheets-value='{"1":2,"2":"DW"}' style="overflow:hidden;padding:0px 3px 0px 3px;vertical-align:bottom;">DW</td> <td data-sheets-value='{"1":2,"2":"Clear (H/H)"}' style="overflow:hidden;padding:0px 3px 0px 3px;vertical-align:bottom;">Clear (H/H)</td> <td data-sheets-numberformat='{"1":2,"2":"0.00","3":1}' data-sheets-value='{"1":3,"3":0.98}' style="overflow:hidden;padding:0px 3px 0px 3px;vertical-align:bottom;text-align:center;">0.98</td> <td data-sheets-numberformat='{"1":2,"2":"0","3":1}' data-sheets-value='{"1":3,"3":33.21}' style="overflow:hidden;padding:0px 3px 0px 3px;vertical-align:bottom;text-align:center;">33</td> <td data-sheets-numberformat='{"1":2,"2":"0","3":1}' data-sheets-value='{"1":3,"3":49.5}' style="overflow:hidden;padding:0px 3px 0px 3px;vertical-align:bottom;text-align:center;">50</td> <td data-sheets-value='{"1":3,"3":26}' style="border-right:1px solid #000000;overflow:hidden;padding:0px 3px 0px 3px;vertical-align:bottom;text-align:center;">26</td> </tr> <tr style="height:20px;"> <td style="border-bottom:1px solid #000000;border-left:1px solid #000000;overflow:hidden;padding:0px 3px 0px 3px;vertical-align:bottom;"></td> <td style="border-bottom:1px solid #000000;overflow:hidden;padding:0px 3px 0px 3px;vertical-align:bottom;"></td> <td data-sheets-value='{"1":2,"2":"Opal (O/O)"}' style="border-bottom:1px solid #000000;overflow:hidden;padding:0px 3px 0px 3px;vertical-align:bottom;">Opal (O/O)</td> <td data-sheets-numberformat='{"1":2,"2":"0.00","3":1}' data-sheets-value='{"1":3,"3":0.98}' style="border-bottom:1px solid #000000;overflow:hidden;padding:0px 3px 0px 3px;vertical-align:bottom;text-align:center;">0.98</td> <td data-sheets-numberformat='{"1":2,"2":"0","3":1}' data-sheets-value='{"1":3,"3":28.29}' style="border-bottom:1px solid #000000;overflow:hidden;padding:0px 3px 0px 3px;vertical-align:bottom;text-align:center;">28</td> <td data-sheets-numberformat='{"1":2,"2":"0","3":1}' data-sheets-value='{"1":3,"3":38.28}' style="border-bottom:1px solid #000000;overflow:hidden;padding:0px 3px 0px 3px;vertical-align:bottom;text-align:center;">38</td> <td data-sheets-value='{"1":3,"3":26}' style="border-right:1px solid #000000;border-bottom:1px solid #000000;overflow:hidden;padding:0px 3px 0px 3px;vertical-align:bottom;text-align:center;">26</td> </tr> <tr style="height:20px;"> <td data-sheets-value='{"1":2,"2":"Polycarbonate "}' style="border-left:1px solid #000000;overflow:hidden;padding:0px 3px 0px 3px;vertical-align:bottom;">Polycarbonate </td> <td data-sheets-value='{"1":2,"2":"EW"}' style="overflow:hidden;padding:0px 3px 0px 3px;vertical-align:bottom;">EW</td> <td data-sheets-value='{"1":2,"2":"Clear (A)"}' style="overflow:hidden;padding:0px 3px 0px 3px;vertical-align:bottom;">Clear (A)</td> <td data-sheets-numberformat='{"1":2,"2":"0.00","3":1}' data-sheets-value='{"1":3,"3":1.19}' style="overflow:hidden;padding:0px 3px 0px 3px;vertical-align:bottom;text-align:center;">1.19</td> <td data-sheets-numberformat='{"1":2,"2":"0","3":1}' data-sheets-value='{"1":3,"3":36.08}' style="overflow:hidden;padding:0px 3px 0px 3px;vertical-align:bottom;text-align:center;">36</td> <td data-sheets-numberformat='{"1":2,"2":"0","3":1}' data-sheets-value='{"1":3,"3":54.78}' style="overflow:hidden;padding:0px 3px 0px 3px;vertical-align:bottom;text-align:center;">55</td> <td data-sheets-value='{"1":3,"3":24}' style="border-right:1px solid #000000;overflow:hidden;padding:0px 3px 0px 3px;vertical-align:bottom;text-align:center;">24</td> </tr> <tr style="height:20px;"> <td data-sheets-value='{"1":2,"2":"PC"}' style="border-left:1px solid #000000;overflow:hidden;padding:0px 3px 0px 3px;vertical-align:bottom;">PC</td> <td style="overflow:hidden;padding:0px 3px 0px 3px;vertical-align:bottom;"></td> <td data-sheets-value='{"1":2,"2":"Opal (D)"}' style="overflow:hidden;padding:0px 3px 0px 3px;vertical-align:bottom;">Opal (D)</td> <td data-sheets-numberformat='{"1":2,"2":"0.00","3":1}' data-sheets-value='{"1":3,"3":1.19}' style="overflow:hidden;padding:0px 3px 0px 3px;vertical-align:bottom;text-align:center;">1.19</td> <td data-sheets-numberformat='{"1":2,"2":"0","3":1}' data-sheets-value='{"1":3,"3":23.779999999999998}' style="overflow:hidden;padding:0px 3px 0px 3px;vertical-align:bottom;text-align:center;">24</td> <td data-sheets-numberformat='{"1":2,"2":"0","3":1}' data-sheets-value='{"1":3,"3":39.6}' style="overflow:hidden;padding:0px 3px 0px 3px;vertical-align:bottom;text-align:center;">40</td> <td data-sheets-value='{"1":3,"3":24}' style="border-right:1px solid #000000;overflow:hidden;padding:0px 3px 0px 3px;vertical-align:bottom;text-align:center;">24</td> </tr> <tr style="height:20px;"> <td style="border-left:1px solid #000000;overflow:hidden;padding:0px 3px 0px 3px;vertical-align:bottom;"></td> <td data-sheets-value='{"1":2,"2":"DW"}' style="overflow:hidden;padding:0px 3px 0px 3px;vertical-align:bottom;">DW</td> <td data-sheets-value='{"1":2,"2":"Clear (A/H)"}' style="overflow:hidden;padding:0px 3px 0px 3px;vertical-align:bottom;">Clear (A/H)</td> <td data-sheets-numberformat='{"1":2,"2":"0.00","3":1}' data-sheets-value='{"1":3,"3":0.98}' style="overflow:hidden;padding:0px 3px 0px 3px;vertical-align:bottom;text-align:center;">0.98</td> <td data-sheets-numberformat='{"1":2,"2":"0","3":1}' data-sheets-value='{"1":3,"3":32.39}' style="overflow:hidden;padding:0px 3px 0px 3px;vertical-align:bottom;text-align:center;">32</td> <td data-sheets-numberformat='{"1":2,"2":"0","3":1}' data-sheets-value='{"1":3,"3":47.52}' style="overflow:hidden;padding:0px 3px 0px 3px;vertical-align:bottom;text-align:center;">48</td> <td data-sheets-value='{"1":3,"3":26}' style="border-right:1px solid #000000;overflow:hidden;padding:0px 3px 0px 3px;vertical-align:bottom;text-align:center;">26</td> </tr> <tr style="height:20px;"> <td style="border-left:1px solid #000000;overflow:hidden;padding:0px 3px 0px 3px;vertical-align:bottom;"></td> <td style="overflow:hidden;padding:0px 3px 0px 3px;vertical-align:bottom;"></td> <td data-sheets-value='{"1":2,"2":"Clear (A/A)"}' style="overflow:hidden;padding:0px 3px 0px 3px;vertical-align:bottom;">Clear (A/A)</td> <td data-sheets-numberformat='{"1":2,"2":"0.00","3":1}' data-sheets-value='{"1":3,"3":0.98}' style="overflow:hidden;padding:0px 3px 0px 3px;vertical-align:bottom;text-align:center;">0.98</td> <td data-sheets-numberformat='{"1":2,"2":"0","3":1}' data-sheets-value='{"1":3,"3":31.569999999999997}' style="overflow:hidden;padding:0px 3px 0px 3px;vertical-align:bottom;text-align:center;">32</td> <td data-sheets-numberformat='{"1":2,"2":"0","3":1}' data-sheets-value='{"1":3,"3":45.54}' style="overflow:hidden;padding:0px 3px 0px 3px;vertical-align:bottom;text-align:center;">46</td> <td data-sheets-value='{"1":3,"3":26}' style="border-right:1px solid #000000;overflow:hidden;padding:0px 3px 0px 3px;vertical-align:bottom;text-align:center;">26</td> </tr> <tr style="height:20px;"> <td style="border-left:1px solid #000000;overflow:hidden;padding:0px 3px 0px 3px;vertical-align:bottom;"></td> <td style="overflow:hidden;padding:0px 3px 0px 3px;vertical-align:bottom;"></td> <td data-sheets-value='{"1":2,"2":"Opal (A/O)"}' style="overflow:hidden;padding:0px 3px 0px 3px;vertical-align:bottom;">Opal (A/O)</td> <td data-sheets-numberformat='{"1":2,"2":"0.00","3":1}' data-sheets-value='{"1":3,"3":0.98}' style="overflow:hidden;padding:0px 3px 0px 3px;vertical-align:bottom;text-align:center;">0.98</td> <td data-sheets-numberformat='{"1":2,"2":"0","3":1}' data-sheets-value='{"1":3,"3":29.93}' style="overflow:hidden;padding:0px 3px 0px 3px;vertical-align:bottom;text-align:center;">30</td> <td data-sheets-numberformat='{"1":2,"2":"0","3":1}' data-sheets-value='{"1":3,"3":41.580000000000005}' style="overflow:hidden;padding:0px 3px 0px 3px;vertical-align:bottom;text-align:center;">42</td> <td data-sheets-value='{"1":3,"3":26}' style="border-right:1px solid #000000;overflow:hidden;padding:0px 3px 0px 3px;vertical-align:bottom;text-align:center;">26</td> </tr> <tr style="height:20px;"> <td style="border-bottom:1px solid #000000;border-left:1px solid #000000;overflow:hidden;padding:0px 3px 0px 3px;vertical-align:bottom;"></td> <td style="border-bottom:1px solid #000000;overflow:hidden;padding:0px 3px 0px 3px;vertical-align:bottom;"></td> <td data-sheets-value='{"1":2,"2":"Opal (A/D)"}' style="border-bottom:1px solid #000000;overflow:hidden;padding:0px 3px 0px 3px;vertical-align:bottom;">Opal (A/D)</td> <td data-sheets-numberformat='{"1":2,"2":"0.00","3":1}' data-sheets-value='{"1":3,"3":0.98}' style="border-bottom:1px solid #000000;overflow:hidden;padding:0px 3px 0px 3px;vertical-align:bottom;text-align:center;">0.98</td> <td data-sheets-numberformat='{"1":2,"2":"0","3":1}' data-sheets-value='{"1":3,"3":20.91}' style="border-bottom:1px solid #000000;overflow:hidden;padding:0px 3px 0px 3px;vertical-align:bottom;text-align:center;">21</td> <td data-sheets-numberformat='{"1":2,"2":"0","3":1}' data-sheets-value='{"1":3,"3":33}' style="border-bottom:1px solid #000000;overflow:hidden;padding:0px 3px 0px 3px;vertical-align:bottom;text-align:center;">33</td> <td data-sheets-value='{"1":3,"3":26}' style="border-right:1px solid #000000;border-bottom:1px solid #000000;overflow:hidden;padding:0px 3px 0px 3px;vertical-align:bottom;text-align:center;">26</td> </tr> <tr style="height:20px;"> <td data-sheets-value='{"1":2,"2":"Polycarbonate"}' style="border-left:1px solid #000000;overflow:hidden;padding:0px 3px 0px 3px;vertical-align:bottom;">Polycarbonate</td> <td data-sheets-value='{"1":2,"2":"EW"}' style="overflow:hidden;padding:0px 3px 0px 3px;vertical-align:bottom;">EW</td> <td data-sheets-value='{"1":2,"2":"Heatstop Opal (T)"}' style="overflow:hidden;padding:0px 3px 0px 3px;vertical-align:bottom;">Heatstop Opal (T)</td> <td data-sheets-numberformat='{"1":2,"2":"0.00","3":1}' data-sheets-value='{"1":3,"3":1.19}' style="overflow:hidden;padding:0px 3px 0px 3px;vertical-align:bottom;text-align:center;">1.19</td> <td data-sheets-numberformat='{"1":2,"2":"0","3":1}' data-sheets-value='{"1":3,"3":20.09}' style="overflow:hidden;padding:0px 3px 0px 3px;vertical-align:bottom;text-align:center;">20</td> <td data-sheets-numberformat='{"1":2,"2":"0","3":1}' data-sheets-value='{"1":3,"3":38.940000000000005}' style="overflow:hidden;padding:0px 3px 0px 3px;vertical-align:bottom;text-align:center;">39</td> <td data-sheets-value='{"1":3,"3":24}' style="border-right:1px solid #000000;overflow:hidden;padding:0px 3px 0px 3px;vertical-align:bottom;text-align:center;">24</td> </tr> <tr style="height:20px;"> <td data-sheets-value='{"1":2,"2":"Heatstop PC"}' style="border-left:1px solid #000000;overflow:hidden;padding:0px 3px 0px 3px;vertical-align:bottom;">Heatstop PC</td> <td data-sheets-value='{"1":2,"2":"DW"}' style="overflow:hidden;padding:0px 3px 0px 3px;vertical-align:bottom;">DW</td> <td data-sheets-value='{"1":2,"2":"Clear (T/H)"}' style="overflow:hidden;padding:0px 3px 0px 3px;vertical-align:bottom;">Clear (T/H)</td> <td data-sheets-numberformat='{"1":2,"2":"0.00","3":1}' data-sheets-value='{"1":3,"3":0.98}' style="overflow:hidden;padding:0px 3px 0px 3px;vertical-align:bottom;text-align:center;">0.98</td> <td data-sheets-numberformat='{"1":2,"2":"0","3":1}' data-sheets-value='{"1":3,"3":18.04}' style="overflow:hidden;padding:0px 3px 0px 3px;vertical-align:bottom;text-align:center;">18</td> <td data-sheets-numberformat='{"1":2,"2":"0","3":1}' data-sheets-value='{"1":3,"3":33.660000000000004}' style="overflow:hidden;padding:0px 3px 0px 3px;vertical-align:bottom;text-align:center;">34</td> <td data-sheets-value='{"1":3,"3":26}' style="border-right:1px solid #000000;overflow:hidden;padding:0px 3px 0px 3px;vertical-align:bottom;text-align:center;">26</td> </tr> <tr style="height:20px;"> <td style="border-bottom:1px solid #000000;border-left:1px solid #000000;overflow:hidden;padding:0px 3px 0px 3px;vertical-align:bottom;"></td> <td style="border-bottom:1px solid #000000;overflow:hidden;padding:0px 3px 0px 3px;vertical-align:bottom;"></td> <td data-sheets-value='{"1":2,"2":"Opal (T/O)"}' style="border-bottom:1px solid #000000;overflow:hidden;padding:0px 3px 0px 3px;vertical-align:bottom;">Opal (T/O)</td> <td data-sheets-numberformat='{"1":2,"2":"0.00","3":1}' data-sheets-value='{"1":3,"3":0.98}' style="border-bottom:1px solid #000000;overflow:hidden;padding:0px 3px 0px 3px;vertical-align:bottom;text-align:center;">0.98</td> <td data-sheets-numberformat='{"1":2,"2":"0","3":1}' data-sheets-value='{"1":3,"3":16.81}' style="border-bottom:1px solid #000000;overflow:hidden;padding:0px 3px 0px 3px;vertical-align:bottom;text-align:center;">17</td> <td data-sheets-numberformat='{"1":2,"2":"0","3":1}' data-sheets-value='{"1":3,"3":29.700000000000003}' style="border-bottom:1px solid #000000;overflow:hidden;padding:0px 3px 0px 3px;vertical-align:bottom;text-align:center;">30</td> <td data-sheets-value='{"1":3,"3":26}' style="border-right:1px solid #000000;border-bottom:1px solid #000000;overflow:hidden;padding:0px 3px 0px 3px;vertical-align:bottom;text-align:center;">26</td> </tr> </tbody></table> | skylux-160-ce-met-koepel-en-polyester-opstand-30-20-met-lm-motor-en-pvc-raam-type-ep25-1000-x-2500-mm | 8586011967821 | 46872309989709
Smoke and heat exhaust (SHEV) | SHE system | Skylux | Skylux 160° CE with skylight and polyester curb 30/20 with double LM-actuator and PVC frame type EP25 1300 x 2500 mm |  | 50735 | 5412970507352 | 9134.3 | Yes | 30-45 | 136.43 | 1300 x 2500 mm | 2500 | 1300 |  | polyester 30/20 (30 cm high & roof opening = 20 cm larger than daylight size) | Rectangular | 1.19 W/m²K - 0.98 W/m²K | 57% - 30% | 37% - 17% | 24dB - 26dB | 160° CE (for industry) | PVC frame EP25 | without spoiler | E | Double actuator | Maximum double-walled skylight possible for this product | Ut-value LT-value g-value Rw-value EN 1873 : 2014 EN ISO 13468 EN 16153 EN 410 EN 410 EN ISO 140-3 Material Walls Shells (W/m²K) (%) (%) (dB) Acrylic EW Clear (H) 1.19 37 57 24 PMMA Opal (O) 1.19 34 50 24 DW Clear (H/H) 0.98 33 50 26 Opal (O/O) 0.98 28 38 26 Polycarbonate EW Clear (A) 1.19 36 55 24 PC Opal (D) 1.19 24 40 24 DW Clear (A/H) 0.98 32 48 26 Clear (A/A) 0.98 32 46 26 Opal (A/O) 0.98 30 42 26 Opal (A/D) 0.98 21 33 26 Polycarbonate EW Heatstop Opal (T) 1.19 20 39 24 Heatstop PC DW Clear (T/H) 0.98 18 34 26 Opal (T/O) 0.98 17 30 26 | https://skylux.eu/en/products/skylux-160-ce-met-koepel-en-polyester-opstand-30-20-met-lm-motor-en-pvc-raam-type-ep25-1300-x-2500-mm | https://skylux.eu/cdn/shop/files/Skylux-160deg-CE-met-koepel-en-polyester-opstand-3020-met-dubbele-LM-motor-en-pvc-raam-type-EP25-1300-x-2500-mm-RWA-systeem.jpg?v=1702978114&width=1600 | https://skylux.eu/cdn/shop/files/e5a82811-1bb0-48e4-a776-cacb59c7c092_ca089611-9b35-4051-b18c-034755a5d77d.jpg?v=1688550553&width=1600 | //skylux.eu/cdn/shop/files/E_MH_Mounting_instructions_Skylux_160_CE_LM.pdf?v=12406716259046007223 | //skylux.eu/cdn/shop/files/E_TD_Technical_File_Skylux_Skylux_160_CE_Electric.pdf?v=3667116872303399239 | <style type="text/css" id="isPasted"><!--td {border: 1px solid #cccccc;}br {mso-data-placement:same-cell;}--></style><table border="1" cellpadding="0" cellspacing="0" dir="ltr" style="table-layout:fixed;font-size:10pt;font-family:Arial;border-collapse:collapse;border:none;"><tbody> <tr style="height:20px;"> <td style="overflow:hidden;padding:0px 3px 0px 3px;vertical-align:bottom;"></td> <td style="overflow:hidden;padding:0px 3px 0px 3px;vertical-align:bottom;"></td> <td style="overflow:hidden;padding:0px 3px 0px 3px;vertical-align:bottom;"></td> <td data-sheets-value='{"1":2,"2":"Ut-value"}' style="overflow:hidden;padding:0px 3px 0px 3px;vertical-align:bottom;font-weight:bold;text-align:center;">Ut-value</td> <td data-sheets-value='{"1":2,"2":"LT-value"}' style="overflow:hidden;padding:0px 3px 0px 3px;vertical-align:bottom;font-weight:bold;text-align:center;">LT-value</td> <td data-sheets-value='{"1":2,"2":"g-value"}' style="overflow:hidden;padding:0px 3px 0px 3px;vertical-align:bottom;font-weight:bold;text-align:center;">g-value</td> <td data-sheets-value='{"1":2,"2":"Rw-value "}' style="overflow:hidden;padding:0px 3px 0px 3px;vertical-align:bottom;font-weight:bold;text-align:center;">Rw-value </td> </tr> <tr style="height:20px;"> <td style="overflow:hidden;padding:0px 3px 0px 3px;vertical-align:bottom;"></td> <td style="overflow:hidden;padding:0px 3px 0px 3px;vertical-align:bottom;"></td> <td style="overflow:hidden;padding:0px 3px 0px 3px;vertical-align:bottom;"></td> <td data-sheets-numberformat='{"1":2,"2":"0.00","3":1}' data-sheets-value='{"1":2,"2":"EN 1873 : 2014"}' style="overflow:hidden;padding:0px 3px 0px 3px;vertical-align:bottom;text-align:center;">EN 1873 : 2014</td> <td data-sheets-numberformat='{"1":2,"2":"0","3":1}' data-sheets-value='{"1":2,"2":"EN ISO 13468 EN 16153 EN 410"}' style="overflow:hidden;padding:0px 3px 0px 3px;vertical-align:bottom;text-align:center;">EN ISO 13468 EN 16153 EN 410</td> <td data-sheets-numberformat='{"1":2,"2":"0","3":1}' data-sheets-value='{"1":2,"2":"EN 410"}' style="overflow:hidden;padding:0px 3px 0px 3px;vertical-align:bottom;text-align:center;">EN 410</td> <td data-sheets-value='{"1":2,"2":"EN ISO 140-3\t\t"}' style="overflow:hidden;padding:0px 3px 0px 3px;vertical-align:bottom;text-align:center;">EN ISO 140-3 </td> </tr> <tr style="height:20px;"> <td data-sheets-value='{"1":2,"2":"Material"}' style="border-bottom:1px solid #000000;overflow:hidden;padding:0px 3px 0px 3px;vertical-align:bottom;background-color:#000000;font-weight:bold;color:#ffffff;">Material</td> <td data-sheets-value='{"1":2,"2":"Walls"}' style="border-bottom:1px solid #000000;overflow:hidden;padding:0px 3px 0px 3px;vertical-align:bottom;background-color:#000000;font-weight:bold;color:#ffffff;">Walls</td> <td data-sheets-value='{"1":2,"2":"Shells"}' style="border-bottom:1px solid #000000;overflow:hidden;padding:0px 3px 0px 3px;vertical-align:bottom;background-color:#000000;font-weight:bold;color:#ffffff;">Shells</td> <td data-sheets-numberformat='{"1":2,"2":"0.00","3":1}' data-sheets-value='{"1":2,"2":"(W/m²K)\t"}' style="border-bottom:1px solid #000000;overflow:hidden;padding:0px 3px 0px 3px;vertical-align:bottom;background-color:#000000;font-weight:bold;color:#ffffff;text-align:center;">(W/m²K) </td> <td data-sheets-numberformat='{"1":2,"2":"0","3":1}' data-sheets-value='{"1":2,"2":"(%)"}' style="border-bottom:1px solid #000000;overflow:hidden;padding:0px 3px 0px 3px;vertical-align:bottom;background-color:#000000;font-weight:bold;color:#ffffff;text-align:center;">(%)</td> <td data-sheets-numberformat='{"1":2,"2":"0","3":1}' data-sheets-value='{"1":2,"2":"(%)"}' style="border-bottom:1px solid #000000;overflow:hidden;padding:0px 3px 0px 3px;vertical-align:bottom;background-color:#000000;font-weight:bold;color:#ffffff;text-align:center;">(%)</td> <td data-sheets-value='{"1":2,"2":"(dB)"}' style="border-bottom:1px solid #000000;overflow:hidden;padding:0px 3px 0px 3px;vertical-align:bottom;background-color:#000000;font-weight:bold;color:#ffffff;text-align:center;">(dB)</td> </tr> <tr style="height:20px;"> <td data-sheets-value='{"1":2,"2":"Acrylic"}' style="border-left:1px solid #000000;overflow:hidden;padding:0px 3px 0px 3px;vertical-align:bottom;">Acrylic</td> <td data-sheets-value='{"1":2,"2":"EW"}' style="overflow:hidden;padding:0px 3px 0px 3px;vertical-align:bottom;">EW</td> <td data-sheets-value='{"1":2,"2":"Clear (H)"}' style="overflow:hidden;padding:0px 3px 0px 3px;vertical-align:bottom;">Clear (H)</td> <td data-sheets-numberformat='{"1":2,"2":"0.00","3":1}' data-sheets-value='{"1":3,"3":1.19}' style="overflow:hidden;padding:0px 3px 0px 3px;vertical-align:bottom;text-align:center;">1.19</td> <td data-sheets-numberformat='{"1":2,"2":"0","3":1}' data-sheets-value='{"1":3,"3":36.9}' style="overflow:hidden;padding:0px 3px 0px 3px;vertical-align:bottom;text-align:center;">37</td> <td data-sheets-numberformat='{"1":2,"2":"0","3":1}' data-sheets-value='{"1":3,"3":57.42}' style="overflow:hidden;padding:0px 3px 0px 3px;vertical-align:bottom;text-align:center;">57</td> <td data-sheets-value='{"1":3,"3":24}' style="border-right:1px solid #000000;overflow:hidden;padding:0px 3px 0px 3px;vertical-align:bottom;text-align:center;">24</td> </tr> <tr style="height:20px;"> <td data-sheets-value='{"1":2,"2":"PMMA"}' style="border-left:1px solid #000000;overflow:hidden;padding:0px 3px 0px 3px;vertical-align:bottom;">PMMA</td> <td style="overflow:hidden;padding:0px 3px 0px 3px;vertical-align:bottom;"></td> <td data-sheets-value='{"1":2,"2":"Opal (O)"}' style="overflow:hidden;padding:0px 3px 0px 3px;vertical-align:bottom;">Opal (O)</td> <td data-sheets-numberformat='{"1":2,"2":"0.00","3":1}' data-sheets-value='{"1":3,"3":1.19}' style="overflow:hidden;padding:0px 3px 0px 3px;vertical-align:bottom;text-align:center;">1.19</td> <td data-sheets-numberformat='{"1":2,"2":"0","3":1}' data-sheets-value='{"1":3,"3":34.03}' style="overflow:hidden;padding:0px 3px 0px 3px;vertical-align:bottom;text-align:center;">34</td> <td data-sheets-numberformat='{"1":2,"2":"0","3":1}' data-sheets-value='{"1":3,"3":50.160000000000004}' style="overflow:hidden;padding:0px 3px 0px 3px;vertical-align:bottom;text-align:center;">50</td> <td data-sheets-value='{"1":3,"3":24}' style="border-right:1px solid #000000;overflow:hidden;padding:0px 3px 0px 3px;vertical-align:bottom;text-align:center;">24</td> </tr> <tr style="height:20px;"> <td style="border-left:1px solid #000000;overflow:hidden;padding:0px 3px 0px 3px;vertical-align:bottom;"></td> <td data-sheets-value='{"1":2,"2":"DW"}' style="overflow:hidden;padding:0px 3px 0px 3px;vertical-align:bottom;">DW</td> <td data-sheets-value='{"1":2,"2":"Clear (H/H)"}' style="overflow:hidden;padding:0px 3px 0px 3px;vertical-align:bottom;">Clear (H/H)</td> <td data-sheets-numberformat='{"1":2,"2":"0.00","3":1}' data-sheets-value='{"1":3,"3":0.98}' style="overflow:hidden;padding:0px 3px 0px 3px;vertical-align:bottom;text-align:center;">0.98</td> <td data-sheets-numberformat='{"1":2,"2":"0","3":1}' data-sheets-value='{"1":3,"3":33.21}' style="overflow:hidden;padding:0px 3px 0px 3px;vertical-align:bottom;text-align:center;">33</td> <td data-sheets-numberformat='{"1":2,"2":"0","3":1}' data-sheets-value='{"1":3,"3":49.5}' style="overflow:hidden;padding:0px 3px 0px 3px;vertical-align:bottom;text-align:center;">50</td> <td data-sheets-value='{"1":3,"3":26}' style="border-right:1px solid #000000;overflow:hidden;padding:0px 3px 0px 3px;vertical-align:bottom;text-align:center;">26</td> </tr> <tr style="height:20px;"> <td style="border-bottom:1px solid #000000;border-left:1px solid #000000;overflow:hidden;padding:0px 3px 0px 3px;vertical-align:bottom;"></td> <td style="border-bottom:1px solid #000000;overflow:hidden;padding:0px 3px 0px 3px;vertical-align:bottom;"></td> <td data-sheets-value='{"1":2,"2":"Opal (O/O)"}' style="border-bottom:1px solid #000000;overflow:hidden;padding:0px 3px 0px 3px;vertical-align:bottom;">Opal (O/O)</td> <td data-sheets-numberformat='{"1":2,"2":"0.00","3":1}' data-sheets-value='{"1":3,"3":0.98}' style="border-bottom:1px solid #000000;overflow:hidden;padding:0px 3px 0px 3px;vertical-align:bottom;text-align:center;">0.98</td> <td data-sheets-numberformat='{"1":2,"2":"0","3":1}' data-sheets-value='{"1":3,"3":28.29}' style="border-bottom:1px solid #000000;overflow:hidden;padding:0px 3px 0px 3px;vertical-align:bottom;text-align:center;">28</td> <td data-sheets-numberformat='{"1":2,"2":"0","3":1}' data-sheets-value='{"1":3,"3":38.28}' style="border-bottom:1px solid #000000;overflow:hidden;padding:0px 3px 0px 3px;vertical-align:bottom;text-align:center;">38</td> <td data-sheets-value='{"1":3,"3":26}' style="border-right:1px solid #000000;border-bottom:1px solid #000000;overflow:hidden;padding:0px 3px 0px 3px;vertical-align:bottom;text-align:center;">26</td> </tr> <tr style="height:20px;"> <td data-sheets-value='{"1":2,"2":"Polycarbonate "}' style="border-left:1px solid #000000;overflow:hidden;padding:0px 3px 0px 3px;vertical-align:bottom;">Polycarbonate </td> <td data-sheets-value='{"1":2,"2":"EW"}' style="overflow:hidden;padding:0px 3px 0px 3px;vertical-align:bottom;">EW</td> <td data-sheets-value='{"1":2,"2":"Clear (A)"}' style="overflow:hidden;padding:0px 3px 0px 3px;vertical-align:bottom;">Clear (A)</td> <td data-sheets-numberformat='{"1":2,"2":"0.00","3":1}' data-sheets-value='{"1":3,"3":1.19}' style="overflow:hidden;padding:0px 3px 0px 3px;vertical-align:bottom;text-align:center;">1.19</td> <td data-sheets-numberformat='{"1":2,"2":"0","3":1}' data-sheets-value='{"1":3,"3":36.08}' style="overflow:hidden;padding:0px 3px 0px 3px;vertical-align:bottom;text-align:center;">36</td> <td data-sheets-numberformat='{"1":2,"2":"0","3":1}' data-sheets-value='{"1":3,"3":54.78}' style="overflow:hidden;padding:0px 3px 0px 3px;vertical-align:bottom;text-align:center;">55</td> <td data-sheets-value='{"1":3,"3":24}' style="border-right:1px solid #000000;overflow:hidden;padding:0px 3px 0px 3px;vertical-align:bottom;text-align:center;">24</td> </tr> <tr style="height:20px;"> <td data-sheets-value='{"1":2,"2":"PC"}' style="border-left:1px solid #000000;overflow:hidden;padding:0px 3px 0px 3px;vertical-align:bottom;">PC</td> <td style="overflow:hidden;padding:0px 3px 0px 3px;vertical-align:bottom;"></td> <td data-sheets-value='{"1":2,"2":"Opal (D)"}' style="overflow:hidden;padding:0px 3px 0px 3px;vertical-align:bottom;">Opal (D)</td> <td data-sheets-numberformat='{"1":2,"2":"0.00","3":1}' data-sheets-value='{"1":3,"3":1.19}' style="overflow:hidden;padding:0px 3px 0px 3px;vertical-align:bottom;text-align:center;">1.19</td> <td data-sheets-numberformat='{"1":2,"2":"0","3":1}' data-sheets-value='{"1":3,"3":23.779999999999998}' style="overflow:hidden;padding:0px 3px 0px 3px;vertical-align:bottom;text-align:center;">24</td> <td data-sheets-numberformat='{"1":2,"2":"0","3":1}' data-sheets-value='{"1":3,"3":39.6}' style="overflow:hidden;padding:0px 3px 0px 3px;vertical-align:bottom;text-align:center;">40</td> <td data-sheets-value='{"1":3,"3":24}' style="border-right:1px solid #000000;overflow:hidden;padding:0px 3px 0px 3px;vertical-align:bottom;text-align:center;">24</td> </tr> <tr style="height:20px;"> <td style="border-left:1px solid #000000;overflow:hidden;padding:0px 3px 0px 3px;vertical-align:bottom;"></td> <td data-sheets-value='{"1":2,"2":"DW"}' style="overflow:hidden;padding:0px 3px 0px 3px;vertical-align:bottom;">DW</td> <td data-sheets-value='{"1":2,"2":"Clear (A/H)"}' style="overflow:hidden;padding:0px 3px 0px 3px;vertical-align:bottom;">Clear (A/H)</td> <td data-sheets-numberformat='{"1":2,"2":"0.00","3":1}' data-sheets-value='{"1":3,"3":0.98}' style="overflow:hidden;padding:0px 3px 0px 3px;vertical-align:bottom;text-align:center;">0.98</td> <td data-sheets-numberformat='{"1":2,"2":"0","3":1}' data-sheets-value='{"1":3,"3":32.39}' style="overflow:hidden;padding:0px 3px 0px 3px;vertical-align:bottom;text-align:center;">32</td> <td data-sheets-numberformat='{"1":2,"2":"0","3":1}' data-sheets-value='{"1":3,"3":47.52}' style="overflow:hidden;padding:0px 3px 0px 3px;vertical-align:bottom;text-align:center;">48</td> <td data-sheets-value='{"1":3,"3":26}' style="border-right:1px solid #000000;overflow:hidden;padding:0px 3px 0px 3px;vertical-align:bottom;text-align:center;">26</td> </tr> <tr style="height:20px;"> <td style="border-left:1px solid #000000;overflow:hidden;padding:0px 3px 0px 3px;vertical-align:bottom;"></td> <td style="overflow:hidden;padding:0px 3px 0px 3px;vertical-align:bottom;"></td> <td data-sheets-value='{"1":2,"2":"Clear (A/A)"}' style="overflow:hidden;padding:0px 3px 0px 3px;vertical-align:bottom;">Clear (A/A)</td> <td data-sheets-numberformat='{"1":2,"2":"0.00","3":1}' data-sheets-value='{"1":3,"3":0.98}' style="overflow:hidden;padding:0px 3px 0px 3px;vertical-align:bottom;text-align:center;">0.98</td> <td data-sheets-numberformat='{"1":2,"2":"0","3":1}' data-sheets-value='{"1":3,"3":31.569999999999997}' style="overflow:hidden;padding:0px 3px 0px 3px;vertical-align:bottom;text-align:center;">32</td> <td data-sheets-numberformat='{"1":2,"2":"0","3":1}' data-sheets-value='{"1":3,"3":45.54}' style="overflow:hidden;padding:0px 3px 0px 3px;vertical-align:bottom;text-align:center;">46</td> <td data-sheets-value='{"1":3,"3":26}' style="border-right:1px solid #000000;overflow:hidden;padding:0px 3px 0px 3px;vertical-align:bottom;text-align:center;">26</td> </tr> <tr style="height:20px;"> <td style="border-left:1px solid #000000;overflow:hidden;padding:0px 3px 0px 3px;vertical-align:bottom;"></td> <td style="overflow:hidden;padding:0px 3px 0px 3px;vertical-align:bottom;"></td> <td data-sheets-value='{"1":2,"2":"Opal (A/O)"}' style="overflow:hidden;padding:0px 3px 0px 3px;vertical-align:bottom;">Opal (A/O)</td> <td data-sheets-numberformat='{"1":2,"2":"0.00","3":1}' data-sheets-value='{"1":3,"3":0.98}' style="overflow:hidden;padding:0px 3px 0px 3px;vertical-align:bottom;text-align:center;">0.98</td> <td data-sheets-numberformat='{"1":2,"2":"0","3":1}' data-sheets-value='{"1":3,"3":29.93}' style="overflow:hidden;padding:0px 3px 0px 3px;vertical-align:bottom;text-align:center;">30</td> <td data-sheets-numberformat='{"1":2,"2":"0","3":1}' data-sheets-value='{"1":3,"3":41.580000000000005}' style="overflow:hidden;padding:0px 3px 0px 3px;vertical-align:bottom;text-align:center;">42</td> <td data-sheets-value='{"1":3,"3":26}' style="border-right:1px solid #000000;overflow:hidden;padding:0px 3px 0px 3px;vertical-align:bottom;text-align:center;">26</td> </tr> <tr style="height:20px;"> <td style="border-bottom:1px solid #000000;border-left:1px solid #000000;overflow:hidden;padding:0px 3px 0px 3px;vertical-align:bottom;"></td> <td style="border-bottom:1px solid #000000;overflow:hidden;padding:0px 3px 0px 3px;vertical-align:bottom;"></td> <td data-sheets-value='{"1":2,"2":"Opal (A/D)"}' style="border-bottom:1px solid #000000;overflow:hidden;padding:0px 3px 0px 3px;vertical-align:bottom;">Opal (A/D)</td> <td data-sheets-numberformat='{"1":2,"2":"0.00","3":1}' data-sheets-value='{"1":3,"3":0.98}' style="border-bottom:1px solid #000000;overflow:hidden;padding:0px 3px 0px 3px;vertical-align:bottom;text-align:center;">0.98</td> <td data-sheets-numberformat='{"1":2,"2":"0","3":1}' data-sheets-value='{"1":3,"3":20.91}' style="border-bottom:1px solid #000000;overflow:hidden;padding:0px 3px 0px 3px;vertical-align:bottom;text-align:center;">21</td> <td data-sheets-numberformat='{"1":2,"2":"0","3":1}' data-sheets-value='{"1":3,"3":33}' style="border-bottom:1px solid #000000;overflow:hidden;padding:0px 3px 0px 3px;vertical-align:bottom;text-align:center;">33</td> <td data-sheets-value='{"1":3,"3":26}' style="border-right:1px solid #000000;border-bottom:1px solid #000000;overflow:hidden;padding:0px 3px 0px 3px;vertical-align:bottom;text-align:center;">26</td> </tr> <tr style="height:20px;"> <td data-sheets-value='{"1":2,"2":"Polycarbonate"}' style="border-left:1px solid #000000;overflow:hidden;padding:0px 3px 0px 3px;vertical-align:bottom;">Polycarbonate</td> <td data-sheets-value='{"1":2,"2":"EW"}' style="overflow:hidden;padding:0px 3px 0px 3px;vertical-align:bottom;">EW</td> <td data-sheets-value='{"1":2,"2":"Heatstop Opal (T)"}' style="overflow:hidden;padding:0px 3px 0px 3px;vertical-align:bottom;">Heatstop Opal (T)</td> <td data-sheets-numberformat='{"1":2,"2":"0.00","3":1}' data-sheets-value='{"1":3,"3":1.19}' style="overflow:hidden;padding:0px 3px 0px 3px;vertical-align:bottom;text-align:center;">1.19</td> <td data-sheets-numberformat='{"1":2,"2":"0","3":1}' data-sheets-value='{"1":3,"3":20.09}' style="overflow:hidden;padding:0px 3px 0px 3px;vertical-align:bottom;text-align:center;">20</td> <td data-sheets-numberformat='{"1":2,"2":"0","3":1}' data-sheets-value='{"1":3,"3":38.940000000000005}' style="overflow:hidden;padding:0px 3px 0px 3px;vertical-align:bottom;text-align:center;">39</td> <td data-sheets-value='{"1":3,"3":24}' style="border-right:1px solid #000000;overflow:hidden;padding:0px 3px 0px 3px;vertical-align:bottom;text-align:center;">24</td> </tr> <tr style="height:20px;"> <td data-sheets-value='{"1":2,"2":"Heatstop PC"}' style="border-left:1px solid #000000;overflow:hidden;padding:0px 3px 0px 3px;vertical-align:bottom;">Heatstop PC</td> <td data-sheets-value='{"1":2,"2":"DW"}' style="overflow:hidden;padding:0px 3px 0px 3px;vertical-align:bottom;">DW</td> <td data-sheets-value='{"1":2,"2":"Clear (T/H)"}' style="overflow:hidden;padding:0px 3px 0px 3px;vertical-align:bottom;">Clear (T/H)</td> <td data-sheets-numberformat='{"1":2,"2":"0.00","3":1}' data-sheets-value='{"1":3,"3":0.98}' style="overflow:hidden;padding:0px 3px 0px 3px;vertical-align:bottom;text-align:center;">0.98</td> <td data-sheets-numberformat='{"1":2,"2":"0","3":1}' data-sheets-value='{"1":3,"3":18.04}' style="overflow:hidden;padding:0px 3px 0px 3px;vertical-align:bottom;text-align:center;">18</td> <td data-sheets-numberformat='{"1":2,"2":"0","3":1}' data-sheets-value='{"1":3,"3":33.660000000000004}' style="overflow:hidden;padding:0px 3px 0px 3px;vertical-align:bottom;text-align:center;">34</td> <td data-sheets-value='{"1":3,"3":26}' style="border-right:1px solid #000000;overflow:hidden;padding:0px 3px 0px 3px;vertical-align:bottom;text-align:center;">26</td> </tr> <tr style="height:20px;"> <td style="border-bottom:1px solid #000000;border-left:1px solid #000000;overflow:hidden;padding:0px 3px 0px 3px;vertical-align:bottom;"></td> <td style="border-bottom:1px solid #000000;overflow:hidden;padding:0px 3px 0px 3px;vertical-align:bottom;"></td> <td data-sheets-value='{"1":2,"2":"Opal (T/O)"}' style="border-bottom:1px solid #000000;overflow:hidden;padding:0px 3px 0px 3px;vertical-align:bottom;">Opal (T/O)</td> <td data-sheets-numberformat='{"1":2,"2":"0.00","3":1}' data-sheets-value='{"1":3,"3":0.98}' style="border-bottom:1px solid #000000;overflow:hidden;padding:0px 3px 0px 3px;vertical-align:bottom;text-align:center;">0.98</td> <td data-sheets-numberformat='{"1":2,"2":"0","3":1}' data-sheets-value='{"1":3,"3":16.81}' style="border-bottom:1px solid #000000;overflow:hidden;padding:0px 3px 0px 3px;vertical-align:bottom;text-align:center;">17</td> <td data-sheets-numberformat='{"1":2,"2":"0","3":1}' data-sheets-value='{"1":3,"3":29.700000000000003}' style="border-bottom:1px solid #000000;overflow:hidden;padding:0px 3px 0px 3px;vertical-align:bottom;text-align:center;">30</td> <td data-sheets-value='{"1":3,"3":26}' style="border-right:1px solid #000000;border-bottom:1px solid #000000;overflow:hidden;padding:0px 3px 0px 3px;vertical-align:bottom;text-align:center;">26</td> </tr> </tbody></table> | skylux-160-ce-met-koepel-en-polyester-opstand-30-20-met-lm-motor-en-pvc-raam-type-ep25-1300-x-2500-mm | 8586012295501 | 46872310546765
Smoke and heat exhaust (SHEV) | SHE system | Skylux | Skylux 160° CE with skylight and polyester curb 30/20 with double LM-actuator and PVC frame type EP25 1300 x 2800 mm |  | 50736 | 5412970507369 | 9746.55 | Yes | 30-45 | 146.13 | 1300 x 2800 mm | 2800 | 1300 |  | polyester 30/20 (30 cm high & roof opening = 20 cm larger than daylight size) | Rectangular | 1.19 W/m²K - 0.98 W/m²K | 57% - 30% | 37% - 17% | 24dB - 26dB | 160° CE (for industry) | PVC frame EP25 | without spoiler | E | Double actuator | Maximum double-walled skylight possible for this product | Ut-value LT-value g-value Rw-value EN 1873 : 2014 EN ISO 13468 EN 16153 EN 410 EN 410 EN ISO 140-3 Material Walls Shells (W/m²K) (%) (%) (dB) Acrylic EW Clear (H) 1.19 37 57 24 PMMA Opal (O) 1.19 34 50 24 DW Clear (H/H) 0.98 33 50 26 Opal (O/O) 0.98 28 38 26 Polycarbonate EW Clear (A) 1.19 36 55 24 PC Opal (D) 1.19 24 40 24 DW Clear (A/H) 0.98 32 48 26 Clear (A/A) 0.98 32 46 26 Opal (A/O) 0.98 30 42 26 Opal (A/D) 0.98 21 33 26 Polycarbonate EW Heatstop Opal (T) 1.19 20 39 24 Heatstop PC DW Clear (T/H) 0.98 18 34 26 Opal (T/O) 0.98 17 30 26 | https://skylux.eu/en/products/skylux-160-ce-met-koepel-en-polyester-opstand-30-20-met-lm-motor-en-pvc-raam-type-ep25-1300-x-2800-mm | https://skylux.eu/cdn/shop/files/Skylux-160deg-CE-met-koepel-en-polyester-opstand-3020-met-dubbele-LM-motor-en-pvc-raam-type-EP25-1300-x-2800-mm-RWA-systeem.jpg?v=1702978119&width=1600 | https://skylux.eu/cdn/shop/files/e5a82811-1bb0-48e4-a776-cacb59c7c092_3ae959fe-4138-4f10-a9ef-d55fa51d57f5.jpg?v=1688550555&width=1600 | //skylux.eu/cdn/shop/files/E_MH_Mounting_instructions_Skylux_160_CE_LM.pdf?v=12406716259046007223 | //skylux.eu/cdn/shop/files/E_TD_Technical_File_Skylux_Skylux_160_CE_Electric.pdf?v=3667116872303399239 | <style type="text/css" id="isPasted"><!--td {border: 1px solid #cccccc;}br {mso-data-placement:same-cell;}--></style><table border="1" cellpadding="0" cellspacing="0" dir="ltr" style="table-layout:fixed;font-size:10pt;font-family:Arial;border-collapse:collapse;border:none;"><tbody> <tr style="height:20px;"> <td style="overflow:hidden;padding:0px 3px 0px 3px;vertical-align:bottom;"></td> <td style="overflow:hidden;padding:0px 3px 0px 3px;vertical-align:bottom;"></td> <td style="overflow:hidden;padding:0px 3px 0px 3px;vertical-align:bottom;"></td> <td data-sheets-value='{"1":2,"2":"Ut-value"}' style="overflow:hidden;padding:0px 3px 0px 3px;vertical-align:bottom;font-weight:bold;text-align:center;">Ut-value</td> <td data-sheets-value='{"1":2,"2":"LT-value"}' style="overflow:hidden;padding:0px 3px 0px 3px;vertical-align:bottom;font-weight:bold;text-align:center;">LT-value</td> <td data-sheets-value='{"1":2,"2":"g-value"}' style="overflow:hidden;padding:0px 3px 0px 3px;vertical-align:bottom;font-weight:bold;text-align:center;">g-value</td> <td data-sheets-value='{"1":2,"2":"Rw-value "}' style="overflow:hidden;padding:0px 3px 0px 3px;vertical-align:bottom;font-weight:bold;text-align:center;">Rw-value </td> </tr> <tr style="height:20px;"> <td style="overflow:hidden;padding:0px 3px 0px 3px;vertical-align:bottom;"></td> <td style="overflow:hidden;padding:0px 3px 0px 3px;vertical-align:bottom;"></td> <td style="overflow:hidden;padding:0px 3px 0px 3px;vertical-align:bottom;"></td> <td data-sheets-numberformat='{"1":2,"2":"0.00","3":1}' data-sheets-value='{"1":2,"2":"EN 1873 : 2014"}' style="overflow:hidden;padding:0px 3px 0px 3px;vertical-align:bottom;text-align:center;">EN 1873 : 2014</td> <td data-sheets-numberformat='{"1":2,"2":"0","3":1}' data-sheets-value='{"1":2,"2":"EN ISO 13468 EN 16153 EN 410"}' style="overflow:hidden;padding:0px 3px 0px 3px;vertical-align:bottom;text-align:center;">EN ISO 13468 EN 16153 EN 410</td> <td data-sheets-numberformat='{"1":2,"2":"0","3":1}' data-sheets-value='{"1":2,"2":"EN 410"}' style="overflow:hidden;padding:0px 3px 0px 3px;vertical-align:bottom;text-align:center;">EN 410</td> <td data-sheets-value='{"1":2,"2":"EN ISO 140-3\t\t"}' style="overflow:hidden;padding:0px 3px 0px 3px;vertical-align:bottom;text-align:center;">EN ISO 140-3 </td> </tr> <tr style="height:20px;"> <td data-sheets-value='{"1":2,"2":"Material"}' style="border-bottom:1px solid #000000;overflow:hidden;padding:0px 3px 0px 3px;vertical-align:bottom;background-color:#000000;font-weight:bold;color:#ffffff;">Material</td> <td data-sheets-value='{"1":2,"2":"Walls"}' style="border-bottom:1px solid #000000;overflow:hidden;padding:0px 3px 0px 3px;vertical-align:bottom;background-color:#000000;font-weight:bold;color:#ffffff;">Walls</td> <td data-sheets-value='{"1":2,"2":"Shells"}' style="border-bottom:1px solid #000000;overflow:hidden;padding:0px 3px 0px 3px;vertical-align:bottom;background-color:#000000;font-weight:bold;color:#ffffff;">Shells</td> <td data-sheets-numberformat='{"1":2,"2":"0.00","3":1}' data-sheets-value='{"1":2,"2":"(W/m²K)\t"}' style="border-bottom:1px solid #000000;overflow:hidden;padding:0px 3px 0px 3px;vertical-align:bottom;background-color:#000000;font-weight:bold;color:#ffffff;text-align:center;">(W/m²K) </td> <td data-sheets-numberformat='{"1":2,"2":"0","3":1}' data-sheets-value='{"1":2,"2":"(%)"}' style="border-bottom:1px solid #000000;overflow:hidden;padding:0px 3px 0px 3px;vertical-align:bottom;background-color:#000000;font-weight:bold;color:#ffffff;text-align:center;">(%)</td> <td data-sheets-numberformat='{"1":2,"2":"0","3":1}' data-sheets-value='{"1":2,"2":"(%)"}' style="border-bottom:1px solid #000000;overflow:hidden;padding:0px 3px 0px 3px;vertical-align:bottom;background-color:#000000;font-weight:bold;color:#ffffff;text-align:center;">(%)</td> <td data-sheets-value='{"1":2,"2":"(dB)"}' style="border-bottom:1px solid #000000;overflow:hidden;padding:0px 3px 0px 3px;vertical-align:bottom;background-color:#000000;font-weight:bold;color:#ffffff;text-align:center;">(dB)</td> </tr> <tr style="height:20px;"> <td data-sheets-value='{"1":2,"2":"Acrylic"}' style="border-left:1px solid #000000;overflow:hidden;padding:0px 3px 0px 3px;vertical-align:bottom;">Acrylic</td> <td data-sheets-value='{"1":2,"2":"EW"}' style="overflow:hidden;padding:0px 3px 0px 3px;vertical-align:bottom;">EW</td> <td data-sheets-value='{"1":2,"2":"Clear (H)"}' style="overflow:hidden;padding:0px 3px 0px 3px;vertical-align:bottom;">Clear (H)</td> <td data-sheets-numberformat='{"1":2,"2":"0.00","3":1}' data-sheets-value='{"1":3,"3":1.19}' style="overflow:hidden;padding:0px 3px 0px 3px;vertical-align:bottom;text-align:center;">1.19</td> <td data-sheets-numberformat='{"1":2,"2":"0","3":1}' data-sheets-value='{"1":3,"3":36.9}' style="overflow:hidden;padding:0px 3px 0px 3px;vertical-align:bottom;text-align:center;">37</td> <td data-sheets-numberformat='{"1":2,"2":"0","3":1}' data-sheets-value='{"1":3,"3":57.42}' style="overflow:hidden;padding:0px 3px 0px 3px;vertical-align:bottom;text-align:center;">57</td> <td data-sheets-value='{"1":3,"3":24}' style="border-right:1px solid #000000;overflow:hidden;padding:0px 3px 0px 3px;vertical-align:bottom;text-align:center;">24</td> </tr> <tr style="height:20px;"> <td data-sheets-value='{"1":2,"2":"PMMA"}' style="border-left:1px solid #000000;overflow:hidden;padding:0px 3px 0px 3px;vertical-align:bottom;">PMMA</td> <td style="overflow:hidden;padding:0px 3px 0px 3px;vertical-align:bottom;"></td> <td data-sheets-value='{"1":2,"2":"Opal (O)"}' style="overflow:hidden;padding:0px 3px 0px 3px;vertical-align:bottom;">Opal (O)</td> <td data-sheets-numberformat='{"1":2,"2":"0.00","3":1}' data-sheets-value='{"1":3,"3":1.19}' style="overflow:hidden;padding:0px 3px 0px 3px;vertical-align:bottom;text-align:center;">1.19</td> <td data-sheets-numberformat='{"1":2,"2":"0","3":1}' data-sheets-value='{"1":3,"3":34.03}' style="overflow:hidden;padding:0px 3px 0px 3px;vertical-align:bottom;text-align:center;">34</td> <td data-sheets-numberformat='{"1":2,"2":"0","3":1}' data-sheets-value='{"1":3,"3":50.160000000000004}' style="overflow:hidden;padding:0px 3px 0px 3px;vertical-align:bottom;text-align:center;">50</td> <td data-sheets-value='{"1":3,"3":24}' style="border-right:1px solid #000000;overflow:hidden;padding:0px 3px 0px 3px;vertical-align:bottom;text-align:center;">24</td> </tr> <tr style="height:20px;"> <td style="border-left:1px solid #000000;overflow:hidden;padding:0px 3px 0px 3px;vertical-align:bottom;"></td> <td data-sheets-value='{"1":2,"2":"DW"}' style="overflow:hidden;padding:0px 3px 0px 3px;vertical-align:bottom;">DW</td> <td data-sheets-value='{"1":2,"2":"Clear (H/H)"}' style="overflow:hidden;padding:0px 3px 0px 3px;vertical-align:bottom;">Clear (H/H)</td> <td data-sheets-numberformat='{"1":2,"2":"0.00","3":1}' data-sheets-value='{"1":3,"3":0.98}' style="overflow:hidden;padding:0px 3px 0px 3px;vertical-align:bottom;text-align:center;">0.98</td> <td data-sheets-numberformat='{"1":2,"2":"0","3":1}' data-sheets-value='{"1":3,"3":33.21}' style="overflow:hidden;padding:0px 3px 0px 3px;vertical-align:bottom;text-align:center;">33</td> <td data-sheets-numberformat='{"1":2,"2":"0","3":1}' data-sheets-value='{"1":3,"3":49.5}' style="overflow:hidden;padding:0px 3px 0px 3px;vertical-align:bottom;text-align:center;">50</td> <td data-sheets-value='{"1":3,"3":26}' style="border-right:1px solid #000000;overflow:hidden;padding:0px 3px 0px 3px;vertical-align:bottom;text-align:center;">26</td> </tr> <tr style="height:20px;"> <td style="border-bottom:1px solid #000000;border-left:1px solid #000000;overflow:hidden;padding:0px 3px 0px 3px;vertical-align:bottom;"></td> <td style="border-bottom:1px solid #000000;overflow:hidden;padding:0px 3px 0px 3px;vertical-align:bottom;"></td> <td data-sheets-value='{"1":2,"2":"Opal (O/O)"}' style="border-bottom:1px solid #000000;overflow:hidden;padding:0px 3px 0px 3px;vertical-align:bottom;">Opal (O/O)</td> <td data-sheets-numberformat='{"1":2,"2":"0.00","3":1}' data-sheets-value='{"1":3,"3":0.98}' style="border-bottom:1px solid #000000;overflow:hidden;padding:0px 3px 0px 3px;vertical-align:bottom;text-align:center;">0.98</td> <td data-sheets-numberformat='{"1":2,"2":"0","3":1}' data-sheets-value='{"1":3,"3":28.29}' style="border-bottom:1px solid #000000;overflow:hidden;padding:0px 3px 0px 3px;vertical-align:bottom;text-align:center;">28</td> <td data-sheets-numberformat='{"1":2,"2":"0","3":1}' data-sheets-value='{"1":3,"3":38.28}' style="border-bottom:1px solid #000000;overflow:hidden;padding:0px 3px 0px 3px;vertical-align:bottom;text-align:center;">38</td> <td data-sheets-value='{"1":3,"3":26}' style="border-right:1px solid #000000;border-bottom:1px solid #000000;overflow:hidden;padding:0px 3px 0px 3px;vertical-align:bottom;text-align:center;">26</td> </tr> <tr style="height:20px;"> <td data-sheets-value='{"1":2,"2":"Polycarbonate "}' style="border-left:1px solid #000000;overflow:hidden;padding:0px 3px 0px 3px;vertical-align:bottom;">Polycarbonate </td> <td data-sheets-value='{"1":2,"2":"EW"}' style="overflow:hidden;padding:0px 3px 0px 3px;vertical-align:bottom;">EW</td> <td data-sheets-value='{"1":2,"2":"Clear (A)"}' style="overflow:hidden;padding:0px 3px 0px 3px;vertical-align:bottom;">Clear (A)</td> <td data-sheets-numberformat='{"1":2,"2":"0.00","3":1}' data-sheets-value='{"1":3,"3":1.19}' style="overflow:hidden;padding:0px 3px 0px 3px;vertical-align:bottom;text-align:center;">1.19</td> <td data-sheets-numberformat='{"1":2,"2":"0","3":1}' data-sheets-value='{"1":3,"3":36.08}' style="overflow:hidden;padding:0px 3px 0px 3px;vertical-align:bottom;text-align:center;">36</td> <td data-sheets-numberformat='{"1":2,"2":"0","3":1}' data-sheets-value='{"1":3,"3":54.78}' style="overflow:hidden;padding:0px 3px 0px 3px;vertical-align:bottom;text-align:center;">55</td> <td data-sheets-value='{"1":3,"3":24}' style="border-right:1px solid #000000;overflow:hidden;padding:0px 3px 0px 3px;vertical-align:bottom;text-align:center;">24</td> </tr> <tr style="height:20px;"> <td data-sheets-value='{"1":2,"2":"PC"}' style="border-left:1px solid #000000;overflow:hidden;padding:0px 3px 0px 3px;vertical-align:bottom;">PC</td> <td style="overflow:hidden;padding:0px 3px 0px 3px;vertical-align:bottom;"></td> <td data-sheets-value='{"1":2,"2":"Opal (D)"}' style="overflow:hidden;padding:0px 3px 0px 3px;vertical-align:bottom;">Opal (D)</td> <td data-sheets-numberformat='{"1":2,"2":"0.00","3":1}' data-sheets-value='{"1":3,"3":1.19}' style="overflow:hidden;padding:0px 3px 0px 3px;vertical-align:bottom;text-align:center;">1.19</td> <td data-sheets-numberformat='{"1":2,"2":"0","3":1}' data-sheets-value='{"1":3,"3":23.779999999999998}' style="overflow:hidden;padding:0px 3px 0px 3px;vertical-align:bottom;text-align:center;">24</td> <td data-sheets-numberformat='{"1":2,"2":"0","3":1}' data-sheets-value='{"1":3,"3":39.6}' style="overflow:hidden;padding:0px 3px 0px 3px;vertical-align:bottom;text-align:center;">40</td> <td data-sheets-value='{"1":3,"3":24}' style="border-right:1px solid #000000;overflow:hidden;padding:0px 3px 0px 3px;vertical-align:bottom;text-align:center;">24</td> </tr> <tr style="height:20px;"> <td style="border-left:1px solid #000000;overflow:hidden;padding:0px 3px 0px 3px;vertical-align:bottom;"></td> <td data-sheets-value='{"1":2,"2":"DW"}' style="overflow:hidden;padding:0px 3px 0px 3px;vertical-align:bottom;">DW</td> <td data-sheets-value='{"1":2,"2":"Clear (A/H)"}' style="overflow:hidden;padding:0px 3px 0px 3px;vertical-align:bottom;">Clear (A/H)</td> <td data-sheets-numberformat='{"1":2,"2":"0.00","3":1}' data-sheets-value='{"1":3,"3":0.98}' style="overflow:hidden;padding:0px 3px 0px 3px;vertical-align:bottom;text-align:center;">0.98</td> <td data-sheets-numberformat='{"1":2,"2":"0","3":1}' data-sheets-value='{"1":3,"3":32.39}' style="overflow:hidden;padding:0px 3px 0px 3px;vertical-align:bottom;text-align:center;">32</td> <td data-sheets-numberformat='{"1":2,"2":"0","3":1}' data-sheets-value='{"1":3,"3":47.52}' style="overflow:hidden;padding:0px 3px 0px 3px;vertical-align:bottom;text-align:center;">48</td> <td data-sheets-value='{"1":3,"3":26}' style="border-right:1px solid #000000;overflow:hidden;padding:0px 3px 0px 3px;vertical-align:bottom;text-align:center;">26</td> </tr> <tr style="height:20px;"> <td style="border-left:1px solid #000000;overflow:hidden;padding:0px 3px 0px 3px;vertical-align:bottom;"></td> <td style="overflow:hidden;padding:0px 3px 0px 3px;vertical-align:bottom;"></td> <td data-sheets-value='{"1":2,"2":"Clear (A/A)"}' style="overflow:hidden;padding:0px 3px 0px 3px;vertical-align:bottom;">Clear (A/A)</td> <td data-sheets-numberformat='{"1":2,"2":"0.00","3":1}' data-sheets-value='{"1":3,"3":0.98}' style="overflow:hidden;padding:0px 3px 0px 3px;vertical-align:bottom;text-align:center;">0.98</td> <td data-sheets-numberformat='{"1":2,"2":"0","3":1}' data-sheets-value='{"1":3,"3":31.569999999999997}' style="overflow:hidden;padding:0px 3px 0px 3px;vertical-align:bottom;text-align:center;">32</td> <td data-sheets-numberformat='{"1":2,"2":"0","3":1}' data-sheets-value='{"1":3,"3":45.54}' style="overflow:hidden;padding:0px 3px 0px 3px;vertical-align:bottom;text-align:center;">46</td> <td data-sheets-value='{"1":3,"3":26}' style="border-right:1px solid #000000;overflow:hidden;padding:0px 3px 0px 3px;vertical-align:bottom;text-align:center;">26</td> </tr> <tr style="height:20px;"> <td style="border-left:1px solid #000000;overflow:hidden;padding:0px 3px 0px 3px;vertical-align:bottom;"></td> <td style="overflow:hidden;padding:0px 3px 0px 3px;vertical-align:bottom;"></td> <td data-sheets-value='{"1":2,"2":"Opal (A/O)"}' style="overflow:hidden;padding:0px 3px 0px 3px;vertical-align:bottom;">Opal (A/O)</td> <td data-sheets-numberformat='{"1":2,"2":"0.00","3":1}' data-sheets-value='{"1":3,"3":0.98}' style="overflow:hidden;padding:0px 3px 0px 3px;vertical-align:bottom;text-align:center;">0.98</td> <td data-sheets-numberformat='{"1":2,"2":"0","3":1}' data-sheets-value='{"1":3,"3":29.93}' style="overflow:hidden;padding:0px 3px 0px 3px;vertical-align:bottom;text-align:center;">30</td> <td data-sheets-numberformat='{"1":2,"2":"0","3":1}' data-sheets-value='{"1":3,"3":41.580000000000005}' style="overflow:hidden;padding:0px 3px 0px 3px;vertical-align:bottom;text-align:center;">42</td> <td data-sheets-value='{"1":3,"3":26}' style="border-right:1px solid #000000;overflow:hidden;padding:0px 3px 0px 3px;vertical-align:bottom;text-align:center;">26</td> </tr> <tr style="height:20px;"> <td style="border-bottom:1px solid #000000;border-left:1px solid #000000;overflow:hidden;padding:0px 3px 0px 3px;vertical-align:bottom;"></td> <td style="border-bottom:1px solid #000000;overflow:hidden;padding:0px 3px 0px 3px;vertical-align:bottom;"></td> <td data-sheets-value='{"1":2,"2":"Opal (A/D)"}' style="border-bottom:1px solid #000000;overflow:hidden;padding:0px 3px 0px 3px;vertical-align:bottom;">Opal (A/D)</td> <td data-sheets-numberformat='{"1":2,"2":"0.00","3":1}' data-sheets-value='{"1":3,"3":0.98}' style="border-bottom:1px solid #000000;overflow:hidden;padding:0px 3px 0px 3px;vertical-align:bottom;text-align:center;">0.98</td> <td data-sheets-numberformat='{"1":2,"2":"0","3":1}' data-sheets-value='{"1":3,"3":20.91}' style="border-bottom:1px solid #000000;overflow:hidden;padding:0px 3px 0px 3px;vertical-align:bottom;text-align:center;">21</td> <td data-sheets-numberformat='{"1":2,"2":"0","3":1}' data-sheets-value='{"1":3,"3":33}' style="border-bottom:1px solid #000000;overflow:hidden;padding:0px 3px 0px 3px;vertical-align:bottom;text-align:center;">33</td> <td data-sheets-value='{"1":3,"3":26}' style="border-right:1px solid #000000;border-bottom:1px solid #000000;overflow:hidden;padding:0px 3px 0px 3px;vertical-align:bottom;text-align:center;">26</td> </tr> <tr style="height:20px;"> <td data-sheets-value='{"1":2,"2":"Polycarbonate"}' style="border-left:1px solid #000000;overflow:hidden;padding:0px 3px 0px 3px;vertical-align:bottom;">Polycarbonate</td> <td data-sheets-value='{"1":2,"2":"EW"}' style="overflow:hidden;padding:0px 3px 0px 3px;vertical-align:bottom;">EW</td> <td data-sheets-value='{"1":2,"2":"Heatstop Opal (T)"}' style="overflow:hidden;padding:0px 3px 0px 3px;vertical-align:bottom;">Heatstop Opal (T)</td> <td data-sheets-numberformat='{"1":2,"2":"0.00","3":1}' data-sheets-value='{"1":3,"3":1.19}' style="overflow:hidden;padding:0px 3px 0px 3px;vertical-align:bottom;text-align:center;">1.19</td> <td data-sheets-numberformat='{"1":2,"2":"0","3":1}' data-sheets-value='{"1":3,"3":20.09}' style="overflow:hidden;padding:0px 3px 0px 3px;vertical-align:bottom;text-align:center;">20</td> <td data-sheets-numberformat='{"1":2,"2":"0","3":1}' data-sheets-value='{"1":3,"3":38.940000000000005}' style="overflow:hidden;padding:0px 3px 0px 3px;vertical-align:bottom;text-align:center;">39</td> <td data-sheets-value='{"1":3,"3":24}' style="border-right:1px solid #000000;overflow:hidden;padding:0px 3px 0px 3px;vertical-align:bottom;text-align:center;">24</td> </tr> <tr style="height:20px;"> <td data-sheets-value='{"1":2,"2":"Heatstop PC"}' style="border-left:1px solid #000000;overflow:hidden;padding:0px 3px 0px 3px;vertical-align:bottom;">Heatstop PC</td> <td data-sheets-value='{"1":2,"2":"DW"}' style="overflow:hidden;padding:0px 3px 0px 3px;vertical-align:bottom;">DW</td> <td data-sheets-value='{"1":2,"2":"Clear (T/H)"}' style="overflow:hidden;padding:0px 3px 0px 3px;vertical-align:bottom;">Clear (T/H)</td> <td data-sheets-numberformat='{"1":2,"2":"0.00","3":1}' data-sheets-value='{"1":3,"3":0.98}' style="overflow:hidden;padding:0px 3px 0px 3px;vertical-align:bottom;text-align:center;">0.98</td> <td data-sheets-numberformat='{"1":2,"2":"0","3":1}' data-sheets-value='{"1":3,"3":18.04}' style="overflow:hidden;padding:0px 3px 0px 3px;vertical-align:bottom;text-align:center;">18</td> <td data-sheets-numberformat='{"1":2,"2":"0","3":1}' data-sheets-value='{"1":3,"3":33.660000000000004}' style="overflow:hidden;padding:0px 3px 0px 3px;vertical-align:bottom;text-align:center;">34</td> <td data-sheets-value='{"1":3,"3":26}' style="border-right:1px solid #000000;overflow:hidden;padding:0px 3px 0px 3px;vertical-align:bottom;text-align:center;">26</td> </tr> <tr style="height:20px;"> <td style="border-bottom:1px solid #000000;border-left:1px solid #000000;overflow:hidden;padding:0px 3px 0px 3px;vertical-align:bottom;"></td> <td style="border-bottom:1px solid #000000;overflow:hidden;padding:0px 3px 0px 3px;vertical-align:bottom;"></td> <td data-sheets-value='{"1":2,"2":"Opal (T/O)"}' style="border-bottom:1px solid #000000;overflow:hidden;padding:0px 3px 0px 3px;vertical-align:bottom;">Opal (T/O)</td> <td data-sheets-numberformat='{"1":2,"2":"0.00","3":1}' data-sheets-value='{"1":3,"3":0.98}' style="border-bottom:1px solid #000000;overflow:hidden;padding:0px 3px 0px 3px;vertical-align:bottom;text-align:center;">0.98</td> <td data-sheets-numberformat='{"1":2,"2":"0","3":1}' data-sheets-value='{"1":3,"3":16.81}' style="border-bottom:1px solid #000000;overflow:hidden;padding:0px 3px 0px 3px;vertical-align:bottom;text-align:center;">17</td> <td data-sheets-numberformat='{"1":2,"2":"0","3":1}' data-sheets-value='{"1":3,"3":29.700000000000003}' style="border-bottom:1px solid #000000;overflow:hidden;padding:0px 3px 0px 3px;vertical-align:bottom;text-align:center;">30</td> <td data-sheets-value='{"1":3,"3":26}' style="border-right:1px solid #000000;border-bottom:1px solid #000000;overflow:hidden;padding:0px 3px 0px 3px;vertical-align:bottom;text-align:center;">26</td> </tr> </tbody></table> | skylux-160-ce-met-koepel-en-polyester-opstand-30-20-met-lm-motor-en-pvc-raam-type-ep25-1300-x-2800-mm | 8586012328269 | 46872310612301
Smoke and heat exhaust (SHEV) | SHE system | Skylux | Skylux 160° CE with skylight and polyester curb 30/20 with double LM-actuator and PVC frame type EP25 1600 x 2200 mm |  | 50739 | 5412970507390 | 9767.15 | Yes | 30-45 | 143.68 | 1600 x 2200 mm | 2200 | 1600 |  | polyester 30/20 (30 cm high & roof opening = 20 cm larger than daylight size) | Rectangular | 1.19 W/m²K - 0.98 W/m²K | 57% - 30% | 37% - 17% | 24dB - 26dB | 160° CE (for industry) | PVC frame EP25 | without spoiler | E | Double actuator | Maximum double-walled skylight possible for this product | Ut-value LT-value g-value Rw-value EN 1873 : 2014 EN ISO 13468 EN 16153 EN 410 EN 410 EN ISO 140-3 Material Walls Shells (W/m²K) (%) (%) (dB) Acrylic EW Clear (H) 1.19 37 57 24 PMMA Opal (O) 1.19 34 50 24 DW Clear (H/H) 0.98 33 50 26 Opal (O/O) 0.98 28 38 26 Polycarbonate EW Clear (A) 1.19 36 55 24 PC Opal (D) 1.19 24 40 24 DW Clear (A/H) 0.98 32 48 26 Clear (A/A) 0.98 32 46 26 Opal (A/O) 0.98 30 42 26 Opal (A/D) 0.98 21 33 26 Polycarbonate EW Heatstop Opal (T) 1.19 20 39 24 Heatstop PC DW Clear (T/H) 0.98 18 34 26 Opal (T/O) 0.98 17 30 26 | https://skylux.eu/en/products/skylux-160-ce-met-koepel-en-polyester-opstand-30-20-met-lm-motor-en-pvc-raam-type-ep25-1600-x-2200-mm | https://skylux.eu/cdn/shop/files/Skylux-160deg-CE-met-koepel-en-polyester-opstand-3020-met-dubbele-LM-motor-en-pvc-raam-type-EP25-1600-x-2200-mm-RWA-systeem.jpg?v=1702978135&width=1600 | https://skylux.eu/cdn/shop/files/e5a82811-1bb0-48e4-a776-cacb59c7c092_3c6e6d88-f473-4be3-a650-f937663fa56a.jpg?v=1688550560&width=1600 | //skylux.eu/cdn/shop/files/E_MH_Mounting_instructions_Skylux_160_CE_LM.pdf?v=12406716259046007223 | //skylux.eu/cdn/shop/files/E_TD_Technical_File_Skylux_Skylux_160_CE_Electric.pdf?v=3667116872303399239 | <style type="text/css" id="isPasted"><!--td {border: 1px solid #cccccc;}br {mso-data-placement:same-cell;}--></style><table border="1" cellpadding="0" cellspacing="0" dir="ltr" style="table-layout:fixed;font-size:10pt;font-family:Arial;border-collapse:collapse;border:none;"><tbody> <tr style="height:20px;"> <td style="overflow:hidden;padding:0px 3px 0px 3px;vertical-align:bottom;"></td> <td style="overflow:hidden;padding:0px 3px 0px 3px;vertical-align:bottom;"></td> <td style="overflow:hidden;padding:0px 3px 0px 3px;vertical-align:bottom;"></td> <td data-sheets-value='{"1":2,"2":"Ut-value"}' style="overflow:hidden;padding:0px 3px 0px 3px;vertical-align:bottom;font-weight:bold;text-align:center;">Ut-value</td> <td data-sheets-value='{"1":2,"2":"LT-value"}' style="overflow:hidden;padding:0px 3px 0px 3px;vertical-align:bottom;font-weight:bold;text-align:center;">LT-value</td> <td data-sheets-value='{"1":2,"2":"g-value"}' style="overflow:hidden;padding:0px 3px 0px 3px;vertical-align:bottom;font-weight:bold;text-align:center;">g-value</td> <td data-sheets-value='{"1":2,"2":"Rw-value "}' style="overflow:hidden;padding:0px 3px 0px 3px;vertical-align:bottom;font-weight:bold;text-align:center;">Rw-value </td> </tr> <tr style="height:20px;"> <td style="overflow:hidden;padding:0px 3px 0px 3px;vertical-align:bottom;"></td> <td style="overflow:hidden;padding:0px 3px 0px 3px;vertical-align:bottom;"></td> <td style="overflow:hidden;padding:0px 3px 0px 3px;vertical-align:bottom;"></td> <td data-sheets-numberformat='{"1":2,"2":"0.00","3":1}' data-sheets-value='{"1":2,"2":"EN 1873 : 2014"}' style="overflow:hidden;padding:0px 3px 0px 3px;vertical-align:bottom;text-align:center;">EN 1873 : 2014</td> <td data-sheets-numberformat='{"1":2,"2":"0","3":1}' data-sheets-value='{"1":2,"2":"EN ISO 13468 EN 16153 EN 410"}' style="overflow:hidden;padding:0px 3px 0px 3px;vertical-align:bottom;text-align:center;">EN ISO 13468 EN 16153 EN 410</td> <td data-sheets-numberformat='{"1":2,"2":"0","3":1}' data-sheets-value='{"1":2,"2":"EN 410"}' style="overflow:hidden;padding:0px 3px 0px 3px;vertical-align:bottom;text-align:center;">EN 410</td> <td data-sheets-value='{"1":2,"2":"EN ISO 140-3\t\t"}' style="overflow:hidden;padding:0px 3px 0px 3px;vertical-align:bottom;text-align:center;">EN ISO 140-3 </td> </tr> <tr style="height:20px;"> <td data-sheets-value='{"1":2,"2":"Material"}' style="border-bottom:1px solid #000000;overflow:hidden;padding:0px 3px 0px 3px;vertical-align:bottom;background-color:#000000;font-weight:bold;color:#ffffff;">Material</td> <td data-sheets-value='{"1":2,"2":"Walls"}' style="border-bottom:1px solid #000000;overflow:hidden;padding:0px 3px 0px 3px;vertical-align:bottom;background-color:#000000;font-weight:bold;color:#ffffff;">Walls</td> <td data-sheets-value='{"1":2,"2":"Shells"}' style="border-bottom:1px solid #000000;overflow:hidden;padding:0px 3px 0px 3px;vertical-align:bottom;background-color:#000000;font-weight:bold;color:#ffffff;">Shells</td> <td data-sheets-numberformat='{"1":2,"2":"0.00","3":1}' data-sheets-value='{"1":2,"2":"(W/m²K)\t"}' style="border-bottom:1px solid #000000;overflow:hidden;padding:0px 3px 0px 3px;vertical-align:bottom;background-color:#000000;font-weight:bold;color:#ffffff;text-align:center;">(W/m²K) </td> <td data-sheets-numberformat='{"1":2,"2":"0","3":1}' data-sheets-value='{"1":2,"2":"(%)"}' style="border-bottom:1px solid #000000;overflow:hidden;padding:0px 3px 0px 3px;vertical-align:bottom;background-color:#000000;font-weight:bold;color:#ffffff;text-align:center;">(%)</td> <td data-sheets-numberformat='{"1":2,"2":"0","3":1}' data-sheets-value='{"1":2,"2":"(%)"}' style="border-bottom:1px solid #000000;overflow:hidden;padding:0px 3px 0px 3px;vertical-align:bottom;background-color:#000000;font-weight:bold;color:#ffffff;text-align:center;">(%)</td> <td data-sheets-value='{"1":2,"2":"(dB)"}' style="border-bottom:1px solid #000000;overflow:hidden;padding:0px 3px 0px 3px;vertical-align:bottom;background-color:#000000;font-weight:bold;color:#ffffff;text-align:center;">(dB)</td> </tr> <tr style="height:20px;"> <td data-sheets-value='{"1":2,"2":"Acrylic"}' style="border-left:1px solid #000000;overflow:hidden;padding:0px 3px 0px 3px;vertical-align:bottom;">Acrylic</td> <td data-sheets-value='{"1":2,"2":"EW"}' style="overflow:hidden;padding:0px 3px 0px 3px;vertical-align:bottom;">EW</td> <td data-sheets-value='{"1":2,"2":"Clear (H)"}' style="overflow:hidden;padding:0px 3px 0px 3px;vertical-align:bottom;">Clear (H)</td> <td data-sheets-numberformat='{"1":2,"2":"0.00","3":1}' data-sheets-value='{"1":3,"3":1.19}' style="overflow:hidden;padding:0px 3px 0px 3px;vertical-align:bottom;text-align:center;">1.19</td> <td data-sheets-numberformat='{"1":2,"2":"0","3":1}' data-sheets-value='{"1":3,"3":36.9}' style="overflow:hidden;padding:0px 3px 0px 3px;vertical-align:bottom;text-align:center;">37</td> <td data-sheets-numberformat='{"1":2,"2":"0","3":1}' data-sheets-value='{"1":3,"3":57.42}' style="overflow:hidden;padding:0px 3px 0px 3px;vertical-align:bottom;text-align:center;">57</td> <td data-sheets-value='{"1":3,"3":24}' style="border-right:1px solid #000000;overflow:hidden;padding:0px 3px 0px 3px;vertical-align:bottom;text-align:center;">24</td> </tr> <tr style="height:20px;"> <td data-sheets-value='{"1":2,"2":"PMMA"}' style="border-left:1px solid #000000;overflow:hidden;padding:0px 3px 0px 3px;vertical-align:bottom;">PMMA</td> <td style="overflow:hidden;padding:0px 3px 0px 3px;vertical-align:bottom;"></td> <td data-sheets-value='{"1":2,"2":"Opal (O)"}' style="overflow:hidden;padding:0px 3px 0px 3px;vertical-align:bottom;">Opal (O)</td> <td data-sheets-numberformat='{"1":2,"2":"0.00","3":1}' data-sheets-value='{"1":3,"3":1.19}' style="overflow:hidden;padding:0px 3px 0px 3px;vertical-align:bottom;text-align:center;">1.19</td> <td data-sheets-numberformat='{"1":2,"2":"0","3":1}' data-sheets-value='{"1":3,"3":34.03}' style="overflow:hidden;padding:0px 3px 0px 3px;vertical-align:bottom;text-align:center;">34</td> <td data-sheets-numberformat='{"1":2,"2":"0","3":1}' data-sheets-value='{"1":3,"3":50.160000000000004}' style="overflow:hidden;padding:0px 3px 0px 3px;vertical-align:bottom;text-align:center;">50</td> <td data-sheets-value='{"1":3,"3":24}' style="border-right:1px solid #000000;overflow:hidden;padding:0px 3px 0px 3px;vertical-align:bottom;text-align:center;">24</td> </tr> <tr style="height:20px;"> <td style="border-left:1px solid #000000;overflow:hidden;padding:0px 3px 0px 3px;vertical-align:bottom;"></td> <td data-sheets-value='{"1":2,"2":"DW"}' style="overflow:hidden;padding:0px 3px 0px 3px;vertical-align:bottom;">DW</td> <td data-sheets-value='{"1":2,"2":"Clear (H/H)"}' style="overflow:hidden;padding:0px 3px 0px 3px;vertical-align:bottom;">Clear (H/H)</td> <td data-sheets-numberformat='{"1":2,"2":"0.00","3":1}' data-sheets-value='{"1":3,"3":0.98}' style="overflow:hidden;padding:0px 3px 0px 3px;vertical-align:bottom;text-align:center;">0.98</td> <td data-sheets-numberformat='{"1":2,"2":"0","3":1}' data-sheets-value='{"1":3,"3":33.21}' style="overflow:hidden;padding:0px 3px 0px 3px;vertical-align:bottom;text-align:center;">33</td> <td data-sheets-numberformat='{"1":2,"2":"0","3":1}' data-sheets-value='{"1":3,"3":49.5}' style="overflow:hidden;padding:0px 3px 0px 3px;vertical-align:bottom;text-align:center;">50</td> <td data-sheets-value='{"1":3,"3":26}' style="border-right:1px solid #000000;overflow:hidden;padding:0px 3px 0px 3px;vertical-align:bottom;text-align:center;">26</td> </tr> <tr style="height:20px;"> <td style="border-bottom:1px solid #000000;border-left:1px solid #000000;overflow:hidden;padding:0px 3px 0px 3px;vertical-align:bottom;"></td> <td style="border-bottom:1px solid #000000;overflow:hidden;padding:0px 3px 0px 3px;vertical-align:bottom;"></td> <td data-sheets-value='{"1":2,"2":"Opal (O/O)"}' style="border-bottom:1px solid #000000;overflow:hidden;padding:0px 3px 0px 3px;vertical-align:bottom;">Opal (O/O)</td> <td data-sheets-numberformat='{"1":2,"2":"0.00","3":1}' data-sheets-value='{"1":3,"3":0.98}' style="border-bottom:1px solid #000000;overflow:hidden;padding:0px 3px 0px 3px;vertical-align:bottom;text-align:center;">0.98</td> <td data-sheets-numberformat='{"1":2,"2":"0","3":1}' data-sheets-value='{"1":3,"3":28.29}' style="border-bottom:1px solid #000000;overflow:hidden;padding:0px 3px 0px 3px;vertical-align:bottom;text-align:center;">28</td> <td data-sheets-numberformat='{"1":2,"2":"0","3":1}' data-sheets-value='{"1":3,"3":38.28}' style="border-bottom:1px solid #000000;overflow:hidden;padding:0px 3px 0px 3px;vertical-align:bottom;text-align:center;">38</td> <td data-sheets-value='{"1":3,"3":26}' style="border-right:1px solid #000000;border-bottom:1px solid #000000;overflow:hidden;padding:0px 3px 0px 3px;vertical-align:bottom;text-align:center;">26</td> </tr> <tr style="height:20px;"> <td data-sheets-value='{"1":2,"2":"Polycarbonate "}' style="border-left:1px solid #000000;overflow:hidden;padding:0px 3px 0px 3px;vertical-align:bottom;">Polycarbonate </td> <td data-sheets-value='{"1":2,"2":"EW"}' style="overflow:hidden;padding:0px 3px 0px 3px;vertical-align:bottom;">EW</td> <td data-sheets-value='{"1":2,"2":"Clear (A)"}' style="overflow:hidden;padding:0px 3px 0px 3px;vertical-align:bottom;">Clear (A)</td> <td data-sheets-numberformat='{"1":2,"2":"0.00","3":1}' data-sheets-value='{"1":3,"3":1.19}' style="overflow:hidden;padding:0px 3px 0px 3px;vertical-align:bottom;text-align:center;">1.19</td> <td data-sheets-numberformat='{"1":2,"2":"0","3":1}' data-sheets-value='{"1":3,"3":36.08}' style="overflow:hidden;padding:0px 3px 0px 3px;vertical-align:bottom;text-align:center;">36</td> <td data-sheets-numberformat='{"1":2,"2":"0","3":1}' data-sheets-value='{"1":3,"3":54.78}' style="overflow:hidden;padding:0px 3px 0px 3px;vertical-align:bottom;text-align:center;">55</td> <td data-sheets-value='{"1":3,"3":24}' style="border-right:1px solid #000000;overflow:hidden;padding:0px 3px 0px 3px;vertical-align:bottom;text-align:center;">24</td> </tr> <tr style="height:20px;"> <td data-sheets-value='{"1":2,"2":"PC"}' style="border-left:1px solid #000000;overflow:hidden;padding:0px 3px 0px 3px;vertical-align:bottom;">PC</td> <td style="overflow:hidden;padding:0px 3px 0px 3px;vertical-align:bottom;"></td> <td data-sheets-value='{"1":2,"2":"Opal (D)"}' style="overflow:hidden;padding:0px 3px 0px 3px;vertical-align:bottom;">Opal (D)</td> <td data-sheets-numberformat='{"1":2,"2":"0.00","3":1}' data-sheets-value='{"1":3,"3":1.19}' style="overflow:hidden;padding:0px 3px 0px 3px;vertical-align:bottom;text-align:center;">1.19</td> <td data-sheets-numberformat='{"1":2,"2":"0","3":1}' data-sheets-value='{"1":3,"3":23.779999999999998}' style="overflow:hidden;padding:0px 3px 0px 3px;vertical-align:bottom;text-align:center;">24</td> <td data-sheets-numberformat='{"1":2,"2":"0","3":1}' data-sheets-value='{"1":3,"3":39.6}' style="overflow:hidden;padding:0px 3px 0px 3px;vertical-align:bottom;text-align:center;">40</td> <td data-sheets-value='{"1":3,"3":24}' style="border-right:1px solid #000000;overflow:hidden;padding:0px 3px 0px 3px;vertical-align:bottom;text-align:center;">24</td> </tr> <tr style="height:20px;"> <td style="border-left:1px solid #000000;overflow:hidden;padding:0px 3px 0px 3px;vertical-align:bottom;"></td> <td data-sheets-value='{"1":2,"2":"DW"}' style="overflow:hidden;padding:0px 3px 0px 3px;vertical-align:bottom;">DW</td> <td data-sheets-value='{"1":2,"2":"Clear (A/H)"}' style="overflow:hidden;padding:0px 3px 0px 3px;vertical-align:bottom;">Clear (A/H)</td> <td data-sheets-numberformat='{"1":2,"2":"0.00","3":1}' data-sheets-value='{"1":3,"3":0.98}' style="overflow:hidden;padding:0px 3px 0px 3px;vertical-align:bottom;text-align:center;">0.98</td> <td data-sheets-numberformat='{"1":2,"2":"0","3":1}' data-sheets-value='{"1":3,"3":32.39}' style="overflow:hidden;padding:0px 3px 0px 3px;vertical-align:bottom;text-align:center;">32</td> <td data-sheets-numberformat='{"1":2,"2":"0","3":1}' data-sheets-value='{"1":3,"3":47.52}' style="overflow:hidden;padding:0px 3px 0px 3px;vertical-align:bottom;text-align:center;">48</td> <td data-sheets-value='{"1":3,"3":26}' style="border-right:1px solid #000000;overflow:hidden;padding:0px 3px 0px 3px;vertical-align:bottom;text-align:center;">26</td> </tr> <tr style="height:20px;"> <td style="border-left:1px solid #000000;overflow:hidden;padding:0px 3px 0px 3px;vertical-align:bottom;"></td> <td style="overflow:hidden;padding:0px 3px 0px 3px;vertical-align:bottom;"></td> <td data-sheets-value='{"1":2,"2":"Clear (A/A)"}' style="overflow:hidden;padding:0px 3px 0px 3px;vertical-align:bottom;">Clear (A/A)</td> <td data-sheets-numberformat='{"1":2,"2":"0.00","3":1}' data-sheets-value='{"1":3,"3":0.98}' style="overflow:hidden;padding:0px 3px 0px 3px;vertical-align:bottom;text-align:center;">0.98</td> <td data-sheets-numberformat='{"1":2,"2":"0","3":1}' data-sheets-value='{"1":3,"3":31.569999999999997}' style="overflow:hidden;padding:0px 3px 0px 3px;vertical-align:bottom;text-align:center;">32</td> <td data-sheets-numberformat='{"1":2,"2":"0","3":1}' data-sheets-value='{"1":3,"3":45.54}' style="overflow:hidden;padding:0px 3px 0px 3px;vertical-align:bottom;text-align:center;">46</td> <td data-sheets-value='{"1":3,"3":26}' style="border-right:1px solid #000000;overflow:hidden;padding:0px 3px 0px 3px;vertical-align:bottom;text-align:center;">26</td> </tr> <tr style="height:20px;"> <td style="border-left:1px solid #000000;overflow:hidden;padding:0px 3px 0px 3px;vertical-align:bottom;"></td> <td style="overflow:hidden;padding:0px 3px 0px 3px;vertical-align:bottom;"></td> <td data-sheets-value='{"1":2,"2":"Opal (A/O)"}' style="overflow:hidden;padding:0px 3px 0px 3px;vertical-align:bottom;">Opal (A/O)</td> <td data-sheets-numberformat='{"1":2,"2":"0.00","3":1}' data-sheets-value='{"1":3,"3":0.98}' style="overflow:hidden;padding:0px 3px 0px 3px;vertical-align:bottom;text-align:center;">0.98</td> <td data-sheets-numberformat='{"1":2,"2":"0","3":1}' data-sheets-value='{"1":3,"3":29.93}' style="overflow:hidden;padding:0px 3px 0px 3px;vertical-align:bottom;text-align:center;">30</td> <td data-sheets-numberformat='{"1":2,"2":"0","3":1}' data-sheets-value='{"1":3,"3":41.580000000000005}' style="overflow:hidden;padding:0px 3px 0px 3px;vertical-align:bottom;text-align:center;">42</td> <td data-sheets-value='{"1":3,"3":26}' style="border-right:1px solid #000000;overflow:hidden;padding:0px 3px 0px 3px;vertical-align:bottom;text-align:center;">26</td> </tr> <tr style="height:20px;"> <td style="border-bottom:1px solid #000000;border-left:1px solid #000000;overflow:hidden;padding:0px 3px 0px 3px;vertical-align:bottom;"></td> <td style="border-bottom:1px solid #000000;overflow:hidden;padding:0px 3px 0px 3px;vertical-align:bottom;"></td> <td data-sheets-value='{"1":2,"2":"Opal (A/D)"}' style="border-bottom:1px solid #000000;overflow:hidden;padding:0px 3px 0px 3px;vertical-align:bottom;">Opal (A/D)</td> <td data-sheets-numberformat='{"1":2,"2":"0.00","3":1}' data-sheets-value='{"1":3,"3":0.98}' style="border-bottom:1px solid #000000;overflow:hidden;padding:0px 3px 0px 3px;vertical-align:bottom;text-align:center;">0.98</td> <td data-sheets-numberformat='{"1":2,"2":"0","3":1}' data-sheets-value='{"1":3,"3":20.91}' style="border-bottom:1px solid #000000;overflow:hidden;padding:0px 3px 0px 3px;vertical-align:bottom;text-align:center;">21</td> <td data-sheets-numberformat='{"1":2,"2":"0","3":1}' data-sheets-value='{"1":3,"3":33}' style="border-bottom:1px solid #000000;overflow:hidden;padding:0px 3px 0px 3px;vertical-align:bottom;text-align:center;">33</td> <td data-sheets-value='{"1":3,"3":26}' style="border-right:1px solid #000000;border-bottom:1px solid #000000;overflow:hidden;padding:0px 3px 0px 3px;vertical-align:bottom;text-align:center;">26</td> </tr> <tr style="height:20px;"> <td data-sheets-value='{"1":2,"2":"Polycarbonate"}' style="border-left:1px solid #000000;overflow:hidden;padding:0px 3px 0px 3px;vertical-align:bottom;">Polycarbonate</td> <td data-sheets-value='{"1":2,"2":"EW"}' style="overflow:hidden;padding:0px 3px 0px 3px;vertical-align:bottom;">EW</td> <td data-sheets-value='{"1":2,"2":"Heatstop Opal (T)"}' style="overflow:hidden;padding:0px 3px 0px 3px;vertical-align:bottom;">Heatstop Opal (T)</td> <td data-sheets-numberformat='{"1":2,"2":"0.00","3":1}' data-sheets-value='{"1":3,"3":1.19}' style="overflow:hidden;padding:0px 3px 0px 3px;vertical-align:bottom;text-align:center;">1.19</td> <td data-sheets-numberformat='{"1":2,"2":"0","3":1}' data-sheets-value='{"1":3,"3":20.09}' style="overflow:hidden;padding:0px 3px 0px 3px;vertical-align:bottom;text-align:center;">20</td> <td data-sheets-numberformat='{"1":2,"2":"0","3":1}' data-sheets-value='{"1":3,"3":38.940000000000005}' style="overflow:hidden;padding:0px 3px 0px 3px;vertical-align:bottom;text-align:center;">39</td> <td data-sheets-value='{"1":3,"3":24}' style="border-right:1px solid #000000;overflow:hidden;padding:0px 3px 0px 3px;vertical-align:bottom;text-align:center;">24</td> </tr> <tr style="height:20px;"> <td data-sheets-value='{"1":2,"2":"Heatstop PC"}' style="border-left:1px solid #000000;overflow:hidden;padding:0px 3px 0px 3px;vertical-align:bottom;">Heatstop PC</td> <td data-sheets-value='{"1":2,"2":"DW"}' style="overflow:hidden;padding:0px 3px 0px 3px;vertical-align:bottom;">DW</td> <td data-sheets-value='{"1":2,"2":"Clear (T/H)"}' style="overflow:hidden;padding:0px 3px 0px 3px;vertical-align:bottom;">Clear (T/H)</td> <td data-sheets-numberformat='{"1":2,"2":"0.00","3":1}' data-sheets-value='{"1":3,"3":0.98}' style="overflow:hidden;padding:0px 3px 0px 3px;vertical-align:bottom;text-align:center;">0.98</td> <td data-sheets-numberformat='{"1":2,"2":"0","3":1}' data-sheets-value='{"1":3,"3":18.04}' style="overflow:hidden;padding:0px 3px 0px 3px;vertical-align:bottom;text-align:center;">18</td> <td data-sheets-numberformat='{"1":2,"2":"0","3":1}' data-sheets-value='{"1":3,"3":33.660000000000004}' style="overflow:hidden;padding:0px 3px 0px 3px;vertical-align:bottom;text-align:center;">34</td> <td data-sheets-value='{"1":3,"3":26}' style="border-right:1px solid #000000;overflow:hidden;padding:0px 3px 0px 3px;vertical-align:bottom;text-align:center;">26</td> </tr> <tr style="height:20px;"> <td style="border-bottom:1px solid #000000;border-left:1px solid #000000;overflow:hidden;padding:0px 3px 0px 3px;vertical-align:bottom;"></td> <td style="border-bottom:1px solid #000000;overflow:hidden;padding:0px 3px 0px 3px;vertical-align:bottom;"></td> <td data-sheets-value='{"1":2,"2":"Opal (T/O)"}' style="border-bottom:1px solid #000000;overflow:hidden;padding:0px 3px 0px 3px;vertical-align:bottom;">Opal (T/O)</td> <td data-sheets-numberformat='{"1":2,"2":"0.00","3":1}' data-sheets-value='{"1":3,"3":0.98}' style="border-bottom:1px solid #000000;overflow:hidden;padding:0px 3px 0px 3px;vertical-align:bottom;text-align:center;">0.98</td> <td data-sheets-numberformat='{"1":2,"2":"0","3":1}' data-sheets-value='{"1":3,"3":16.81}' style="border-bottom:1px solid #000000;overflow:hidden;padding:0px 3px 0px 3px;vertical-align:bottom;text-align:center;">17</td> <td data-sheets-numberformat='{"1":2,"2":"0","3":1}' data-sheets-value='{"1":3,"3":29.700000000000003}' style="border-bottom:1px solid #000000;overflow:hidden;padding:0px 3px 0px 3px;vertical-align:bottom;text-align:center;">30</td> <td data-sheets-value='{"1":3,"3":26}' style="border-right:1px solid #000000;border-bottom:1px solid #000000;overflow:hidden;padding:0px 3px 0px 3px;vertical-align:bottom;text-align:center;">26</td> </tr> </tbody></table> | skylux-160-ce-met-koepel-en-polyester-opstand-30-20-met-lm-motor-en-pvc-raam-type-ep25-1600-x-2200-mm | 8586012590413 | 46872310972749
Smoke and heat exhaust (SHEV) | SHE system | Skylux | Skylux 160° CE with skylight and polyester curb 30/20 with double LM-actuator and PVC frame type EP25 1600 x 2300 mm |  | 50740 | 5412970507406 | 10015.2 | Yes | 30-45 | 147.28 | 1600 x 2300 mm | 2300 | 1600 |  | polyester 30/20 (30 cm high & roof opening = 20 cm larger than daylight size) | Rectangular | 1.19 W/m²K - 0.98 W/m²K | 57% - 30% | 37% - 17% | 24dB - 26dB | 160° CE (for industry) | PVC frame EP25 | without spoiler | E | Double actuator | Maximum double-walled skylight possible for this product | Ut-value LT-value g-value Rw-value EN 1873 : 2014 EN ISO 13468 EN 16153 EN 410 EN 410 EN ISO 140-3 Material Walls Shells (W/m²K) (%) (%) (dB) Acrylic EW Clear (H) 1.19 37 57 24 PMMA Opal (O) 1.19 34 50 24 DW Clear (H/H) 0.98 33 50 26 Opal (O/O) 0.98 28 38 26 Polycarbonate EW Clear (A) 1.19 36 55 24 PC Opal (D) 1.19 24 40 24 DW Clear (A/H) 0.98 32 48 26 Clear (A/A) 0.98 32 46 26 Opal (A/O) 0.98 30 42 26 Opal (A/D) 0.98 21 33 26 Polycarbonate EW Heatstop Opal (T) 1.19 20 39 24 Heatstop PC DW Clear (T/H) 0.98 18 34 26 Opal (T/O) 0.98 17 30 26 | https://skylux.eu/en/products/skylux-160-ce-met-koepel-en-polyester-opstand-30-20-met-lm-motor-en-pvc-raam-type-ep25-1600-x-2300-mm | https://skylux.eu/cdn/shop/files/Skylux-160deg-CE-met-koepel-en-polyester-opstand-3020-met-dubbele-LM-motor-en-pvc-raam-type-EP25-1600-x-2300-mm-RWA-systeem.jpg?v=1702978140&width=1600 | https://skylux.eu/cdn/shop/files/e5a82811-1bb0-48e4-a776-cacb59c7c092_a79b9db7-bada-4b52-b27f-6cc68348cad8.jpg?v=1688550562&width=1600 | //skylux.eu/cdn/shop/files/E_MH_Mounting_instructions_Skylux_160_CE_LM.pdf?v=12406716259046007223 | //skylux.eu/cdn/shop/files/E_TD_Technical_File_Skylux_Skylux_160_CE_Electric.pdf?v=3667116872303399239 | <style type="text/css" id="isPasted"><!--td {border: 1px solid #cccccc;}br {mso-data-placement:same-cell;}--></style><table border="1" cellpadding="0" cellspacing="0" dir="ltr" style="table-layout:fixed;font-size:10pt;font-family:Arial;border-collapse:collapse;border:none;"><tbody> <tr style="height:20px;"> <td style="overflow:hidden;padding:0px 3px 0px 3px;vertical-align:bottom;"></td> <td style="overflow:hidden;padding:0px 3px 0px 3px;vertical-align:bottom;"></td> <td style="overflow:hidden;padding:0px 3px 0px 3px;vertical-align:bottom;"></td> <td data-sheets-value='{"1":2,"2":"Ut-value"}' style="overflow:hidden;padding:0px 3px 0px 3px;vertical-align:bottom;font-weight:bold;text-align:center;">Ut-value</td> <td data-sheets-value='{"1":2,"2":"LT-value"}' style="overflow:hidden;padding:0px 3px 0px 3px;vertical-align:bottom;font-weight:bold;text-align:center;">LT-value</td> <td data-sheets-value='{"1":2,"2":"g-value"}' style="overflow:hidden;padding:0px 3px 0px 3px;vertical-align:bottom;font-weight:bold;text-align:center;">g-value</td> <td data-sheets-value='{"1":2,"2":"Rw-value "}' style="overflow:hidden;padding:0px 3px 0px 3px;vertical-align:bottom;font-weight:bold;text-align:center;">Rw-value </td> </tr> <tr style="height:20px;"> <td style="overflow:hidden;padding:0px 3px 0px 3px;vertical-align:bottom;"></td> <td style="overflow:hidden;padding:0px 3px 0px 3px;vertical-align:bottom;"></td> <td style="overflow:hidden;padding:0px 3px 0px 3px;vertical-align:bottom;"></td> <td data-sheets-numberformat='{"1":2,"2":"0.00","3":1}' data-sheets-value='{"1":2,"2":"EN 1873 : 2014"}' style="overflow:hidden;padding:0px 3px 0px 3px;vertical-align:bottom;text-align:center;">EN 1873 : 2014</td> <td data-sheets-numberformat='{"1":2,"2":"0","3":1}' data-sheets-value='{"1":2,"2":"EN ISO 13468 EN 16153 EN 410"}' style="overflow:hidden;padding:0px 3px 0px 3px;vertical-align:bottom;text-align:center;">EN ISO 13468 EN 16153 EN 410</td> <td data-sheets-numberformat='{"1":2,"2":"0","3":1}' data-sheets-value='{"1":2,"2":"EN 410"}' style="overflow:hidden;padding:0px 3px 0px 3px;vertical-align:bottom;text-align:center;">EN 410</td> <td data-sheets-value='{"1":2,"2":"EN ISO 140-3\t\t"}' style="overflow:hidden;padding:0px 3px 0px 3px;vertical-align:bottom;text-align:center;">EN ISO 140-3 </td> </tr> <tr style="height:20px;"> <td data-sheets-value='{"1":2,"2":"Material"}' style="border-bottom:1px solid #000000;overflow:hidden;padding:0px 3px 0px 3px;vertical-align:bottom;background-color:#000000;font-weight:bold;color:#ffffff;">Material</td> <td data-sheets-value='{"1":2,"2":"Walls"}' style="border-bottom:1px solid #000000;overflow:hidden;padding:0px 3px 0px 3px;vertical-align:bottom;background-color:#000000;font-weight:bold;color:#ffffff;">Walls</td> <td data-sheets-value='{"1":2,"2":"Shells"}' style="border-bottom:1px solid #000000;overflow:hidden;padding:0px 3px 0px 3px;vertical-align:bottom;background-color:#000000;font-weight:bold;color:#ffffff;">Shells</td> <td data-sheets-numberformat='{"1":2,"2":"0.00","3":1}' data-sheets-value='{"1":2,"2":"(W/m²K)\t"}' style="border-bottom:1px solid #000000;overflow:hidden;padding:0px 3px 0px 3px;vertical-align:bottom;background-color:#000000;font-weight:bold;color:#ffffff;text-align:center;">(W/m²K) </td> <td data-sheets-numberformat='{"1":2,"2":"0","3":1}' data-sheets-value='{"1":2,"2":"(%)"}' style="border-bottom:1px solid #000000;overflow:hidden;padding:0px 3px 0px 3px;vertical-align:bottom;background-color:#000000;font-weight:bold;color:#ffffff;text-align:center;">(%)</td> <td data-sheets-numberformat='{"1":2,"2":"0","3":1}' data-sheets-value='{"1":2,"2":"(%)"}' style="border-bottom:1px solid #000000;overflow:hidden;padding:0px 3px 0px 3px;vertical-align:bottom;background-color:#000000;font-weight:bold;color:#ffffff;text-align:center;">(%)</td> <td data-sheets-value='{"1":2,"2":"(dB)"}' style="border-bottom:1px solid #000000;overflow:hidden;padding:0px 3px 0px 3px;vertical-align:bottom;background-color:#000000;font-weight:bold;color:#ffffff;text-align:center;">(dB)</td> </tr> <tr style="height:20px;"> <td data-sheets-value='{"1":2,"2":"Acrylic"}' style="border-left:1px solid #000000;overflow:hidden;padding:0px 3px 0px 3px;vertical-align:bottom;">Acrylic</td> <td data-sheets-value='{"1":2,"2":"EW"}' style="overflow:hidden;padding:0px 3px 0px 3px;vertical-align:bottom;">EW</td> <td data-sheets-value='{"1":2,"2":"Clear (H)"}' style="overflow:hidden;padding:0px 3px 0px 3px;vertical-align:bottom;">Clear (H)</td> <td data-sheets-numberformat='{"1":2,"2":"0.00","3":1}' data-sheets-value='{"1":3,"3":1.19}' style="overflow:hidden;padding:0px 3px 0px 3px;vertical-align:bottom;text-align:center;">1.19</td> <td data-sheets-numberformat='{"1":2,"2":"0","3":1}' data-sheets-value='{"1":3,"3":36.9}' style="overflow:hidden;padding:0px 3px 0px 3px;vertical-align:bottom;text-align:center;">37</td> <td data-sheets-numberformat='{"1":2,"2":"0","3":1}' data-sheets-value='{"1":3,"3":57.42}' style="overflow:hidden;padding:0px 3px 0px 3px;vertical-align:bottom;text-align:center;">57</td> <td data-sheets-value='{"1":3,"3":24}' style="border-right:1px solid #000000;overflow:hidden;padding:0px 3px 0px 3px;vertical-align:bottom;text-align:center;">24</td> </tr> <tr style="height:20px;"> <td data-sheets-value='{"1":2,"2":"PMMA"}' style="border-left:1px solid #000000;overflow:hidden;padding:0px 3px 0px 3px;vertical-align:bottom;">PMMA</td> <td style="overflow:hidden;padding:0px 3px 0px 3px;vertical-align:bottom;"></td> <td data-sheets-value='{"1":2,"2":"Opal (O)"}' style="overflow:hidden;padding:0px 3px 0px 3px;vertical-align:bottom;">Opal (O)</td> <td data-sheets-numberformat='{"1":2,"2":"0.00","3":1}' data-sheets-value='{"1":3,"3":1.19}' style="overflow:hidden;padding:0px 3px 0px 3px;vertical-align:bottom;text-align:center;">1.19</td> <td data-sheets-numberformat='{"1":2,"2":"0","3":1}' data-sheets-value='{"1":3,"3":34.03}' style="overflow:hidden;padding:0px 3px 0px 3px;vertical-align:bottom;text-align:center;">34</td> <td data-sheets-numberformat='{"1":2,"2":"0","3":1}' data-sheets-value='{"1":3,"3":50.160000000000004}' style="overflow:hidden;padding:0px 3px 0px 3px;vertical-align:bottom;text-align:center;">50</td> <td data-sheets-value='{"1":3,"3":24}' style="border-right:1px solid #000000;overflow:hidden;padding:0px 3px 0px 3px;vertical-align:bottom;text-align:center;">24</td> </tr> <tr style="height:20px;"> <td style="border-left:1px solid #000000;overflow:hidden;padding:0px 3px 0px 3px;vertical-align:bottom;"></td> <td data-sheets-value='{"1":2,"2":"DW"}' style="overflow:hidden;padding:0px 3px 0px 3px;vertical-align:bottom;">DW</td> <td data-sheets-value='{"1":2,"2":"Clear (H/H)"}' style="overflow:hidden;padding:0px 3px 0px 3px;vertical-align:bottom;">Clear (H/H)</td> <td data-sheets-numberformat='{"1":2,"2":"0.00","3":1}' data-sheets-value='{"1":3,"3":0.98}' style="overflow:hidden;padding:0px 3px 0px 3px;vertical-align:bottom;text-align:center;">0.98</td> <td data-sheets-numberformat='{"1":2,"2":"0","3":1}' data-sheets-value='{"1":3,"3":33.21}' style="overflow:hidden;padding:0px 3px 0px 3px;vertical-align:bottom;text-align:center;">33</td> <td data-sheets-numberformat='{"1":2,"2":"0","3":1}' data-sheets-value='{"1":3,"3":49.5}' style="overflow:hidden;padding:0px 3px 0px 3px;vertical-align:bottom;text-align:center;">50</td> <td data-sheets-value='{"1":3,"3":26}' style="border-right:1px solid #000000;overflow:hidden;padding:0px 3px 0px 3px;vertical-align:bottom;text-align:center;">26</td> </tr> <tr style="height:20px;"> <td style="border-bottom:1px solid #000000;border-left:1px solid #000000;overflow:hidden;padding:0px 3px 0px 3px;vertical-align:bottom;"></td> <td style="border-bottom:1px solid #000000;overflow:hidden;padding:0px 3px 0px 3px;vertical-align:bottom;"></td> <td data-sheets-value='{"1":2,"2":"Opal (O/O)"}' style="border-bottom:1px solid #000000;overflow:hidden;padding:0px 3px 0px 3px;vertical-align:bottom;">Opal (O/O)</td> <td data-sheets-numberformat='{"1":2,"2":"0.00","3":1}' data-sheets-value='{"1":3,"3":0.98}' style="border-bottom:1px solid #000000;overflow:hidden;padding:0px 3px 0px 3px;vertical-align:bottom;text-align:center;">0.98</td> <td data-sheets-numberformat='{"1":2,"2":"0","3":1}' data-sheets-value='{"1":3,"3":28.29}' style="border-bottom:1px solid #000000;overflow:hidden;padding:0px 3px 0px 3px;vertical-align:bottom;text-align:center;">28</td> <td data-sheets-numberformat='{"1":2,"2":"0","3":1}' data-sheets-value='{"1":3,"3":38.28}' style="border-bottom:1px solid #000000;overflow:hidden;padding:0px 3px 0px 3px;vertical-align:bottom;text-align:center;">38</td> <td data-sheets-value='{"1":3,"3":26}' style="border-right:1px solid #000000;border-bottom:1px solid #000000;overflow:hidden;padding:0px 3px 0px 3px;vertical-align:bottom;text-align:center;">26</td> </tr> <tr style="height:20px;"> <td data-sheets-value='{"1":2,"2":"Polycarbonate "}' style="border-left:1px solid #000000;overflow:hidden;padding:0px 3px 0px 3px;vertical-align:bottom;">Polycarbonate </td> <td data-sheets-value='{"1":2,"2":"EW"}' style="overflow:hidden;padding:0px 3px 0px 3px;vertical-align:bottom;">EW</td> <td data-sheets-value='{"1":2,"2":"Clear (A)"}' style="overflow:hidden;padding:0px 3px 0px 3px;vertical-align:bottom;">Clear (A)</td> <td data-sheets-numberformat='{"1":2,"2":"0.00","3":1}' data-sheets-value='{"1":3,"3":1.19}' style="overflow:hidden;padding:0px 3px 0px 3px;vertical-align:bottom;text-align:center;">1.19</td> <td data-sheets-numberformat='{"1":2,"2":"0","3":1}' data-sheets-value='{"1":3,"3":36.08}' style="overflow:hidden;padding:0px 3px 0px 3px;vertical-align:bottom;text-align:center;">36</td> <td data-sheets-numberformat='{"1":2,"2":"0","3":1}' data-sheets-value='{"1":3,"3":54.78}' style="overflow:hidden;padding:0px 3px 0px 3px;vertical-align:bottom;text-align:center;">55</td> <td data-sheets-value='{"1":3,"3":24}' style="border-right:1px solid #000000;overflow:hidden;padding:0px 3px 0px 3px;vertical-align:bottom;text-align:center;">24</td> </tr> <tr style="height:20px;"> <td data-sheets-value='{"1":2,"2":"PC"}' style="border-left:1px solid #000000;overflow:hidden;padding:0px 3px 0px 3px;vertical-align:bottom;">PC</td> <td style="overflow:hidden;padding:0px 3px 0px 3px;vertical-align:bottom;"></td> <td data-sheets-value='{"1":2,"2":"Opal (D)"}' style="overflow:hidden;padding:0px 3px 0px 3px;vertical-align:bottom;">Opal (D)</td> <td data-sheets-numberformat='{"1":2,"2":"0.00","3":1}' data-sheets-value='{"1":3,"3":1.19}' style="overflow:hidden;padding:0px 3px 0px 3px;vertical-align:bottom;text-align:center;">1.19</td> <td data-sheets-numberformat='{"1":2,"2":"0","3":1}' data-sheets-value='{"1":3,"3":23.779999999999998}' style="overflow:hidden;padding:0px 3px 0px 3px;vertical-align:bottom;text-align:center;">24</td> <td data-sheets-numberformat='{"1":2,"2":"0","3":1}' data-sheets-value='{"1":3,"3":39.6}' style="overflow:hidden;padding:0px 3px 0px 3px;vertical-align:bottom;text-align:center;">40</td> <td data-sheets-value='{"1":3,"3":24}' style="border-right:1px solid #000000;overflow:hidden;padding:0px 3px 0px 3px;vertical-align:bottom;text-align:center;">24</td> </tr> <tr style="height:20px;"> <td style="border-left:1px solid #000000;overflow:hidden;padding:0px 3px 0px 3px;vertical-align:bottom;"></td> <td data-sheets-value='{"1":2,"2":"DW"}' style="overflow:hidden;padding:0px 3px 0px 3px;vertical-align:bottom;">DW</td> <td data-sheets-value='{"1":2,"2":"Clear (A/H)"}' style="overflow:hidden;padding:0px 3px 0px 3px;vertical-align:bottom;">Clear (A/H)</td> <td data-sheets-numberformat='{"1":2,"2":"0.00","3":1}' data-sheets-value='{"1":3,"3":0.98}' style="overflow:hidden;padding:0px 3px 0px 3px;vertical-align:bottom;text-align:center;">0.98</td> <td data-sheets-numberformat='{"1":2,"2":"0","3":1}' data-sheets-value='{"1":3,"3":32.39}' style="overflow:hidden;padding:0px 3px 0px 3px;vertical-align:bottom;text-align:center;">32</td> <td data-sheets-numberformat='{"1":2,"2":"0","3":1}' data-sheets-value='{"1":3,"3":47.52}' style="overflow:hidden;padding:0px 3px 0px 3px;vertical-align:bottom;text-align:center;">48</td> <td data-sheets-value='{"1":3,"3":26}' style="border-right:1px solid #000000;overflow:hidden;padding:0px 3px 0px 3px;vertical-align:bottom;text-align:center;">26</td> </tr> <tr style="height:20px;"> <td style="border-left:1px solid #000000;overflow:hidden;padding:0px 3px 0px 3px;vertical-align:bottom;"></td> <td style="overflow:hidden;padding:0px 3px 0px 3px;vertical-align:bottom;"></td> <td data-sheets-value='{"1":2,"2":"Clear (A/A)"}' style="overflow:hidden;padding:0px 3px 0px 3px;vertical-align:bottom;">Clear (A/A)</td> <td data-sheets-numberformat='{"1":2,"2":"0.00","3":1}' data-sheets-value='{"1":3,"3":0.98}' style="overflow:hidden;padding:0px 3px 0px 3px;vertical-align:bottom;text-align:center;">0.98</td> <td data-sheets-numberformat='{"1":2,"2":"0","3":1}' data-sheets-value='{"1":3,"3":31.569999999999997}' style="overflow:hidden;padding:0px 3px 0px 3px;vertical-align:bottom;text-align:center;">32</td> <td data-sheets-numberformat='{"1":2,"2":"0","3":1}' data-sheets-value='{"1":3,"3":45.54}' style="overflow:hidden;padding:0px 3px 0px 3px;vertical-align:bottom;text-align:center;">46</td> <td data-sheets-value='{"1":3,"3":26}' style="border-right:1px solid #000000;overflow:hidden;padding:0px 3px 0px 3px;vertical-align:bottom;text-align:center;">26</td> </tr> <tr style="height:20px;"> <td style="border-left:1px solid #000000;overflow:hidden;padding:0px 3px 0px 3px;vertical-align:bottom;"></td> <td style="overflow:hidden;padding:0px 3px 0px 3px;vertical-align:bottom;"></td> <td data-sheets-value='{"1":2,"2":"Opal (A/O)"}' style="overflow:hidden;padding:0px 3px 0px 3px;vertical-align:bottom;">Opal (A/O)</td> <td data-sheets-numberformat='{"1":2,"2":"0.00","3":1}' data-sheets-value='{"1":3,"3":0.98}' style="overflow:hidden;padding:0px 3px 0px 3px;vertical-align:bottom;text-align:center;">0.98</td> <td data-sheets-numberformat='{"1":2,"2":"0","3":1}' data-sheets-value='{"1":3,"3":29.93}' style="overflow:hidden;padding:0px 3px 0px 3px;vertical-align:bottom;text-align:center;">30</td> <td data-sheets-numberformat='{"1":2,"2":"0","3":1}' data-sheets-value='{"1":3,"3":41.580000000000005}' style="overflow:hidden;padding:0px 3px 0px 3px;vertical-align:bottom;text-align:center;">42</td> <td data-sheets-value='{"1":3,"3":26}' style="border-right:1px solid #000000;overflow:hidden;padding:0px 3px 0px 3px;vertical-align:bottom;text-align:center;">26</td> </tr> <tr style="height:20px;"> <td style="border-bottom:1px solid #000000;border-left:1px solid #000000;overflow:hidden;padding:0px 3px 0px 3px;vertical-align:bottom;"></td> <td style="border-bottom:1px solid #000000;overflow:hidden;padding:0px 3px 0px 3px;vertical-align:bottom;"></td> <td data-sheets-value='{"1":2,"2":"Opal (A/D)"}' style="border-bottom:1px solid #000000;overflow:hidden;padding:0px 3px 0px 3px;vertical-align:bottom;">Opal (A/D)</td> <td data-sheets-numberformat='{"1":2,"2":"0.00","3":1}' data-sheets-value='{"1":3,"3":0.98}' style="border-bottom:1px solid #000000;overflow:hidden;padding:0px 3px 0px 3px;vertical-align:bottom;text-align:center;">0.98</td> <td data-sheets-numberformat='{"1":2,"2":"0","3":1}' data-sheets-value='{"1":3,"3":20.91}' style="border-bottom:1px solid #000000;overflow:hidden;padding:0px 3px 0px 3px;vertical-align:bottom;text-align:center;">21</td> <td data-sheets-numberformat='{"1":2,"2":"0","3":1}' data-sheets-value='{"1":3,"3":33}' style="border-bottom:1px solid #000000;overflow:hidden;padding:0px 3px 0px 3px;vertical-align:bottom;text-align:center;">33</td> <td data-sheets-value='{"1":3,"3":26}' style="border-right:1px solid #000000;border-bottom:1px solid #000000;overflow:hidden;padding:0px 3px 0px 3px;vertical-align:bottom;text-align:center;">26</td> </tr> <tr style="height:20px;"> <td data-sheets-value='{"1":2,"2":"Polycarbonate"}' style="border-left:1px solid #000000;overflow:hidden;padding:0px 3px 0px 3px;vertical-align:bottom;">Polycarbonate</td> <td data-sheets-value='{"1":2,"2":"EW"}' style="overflow:hidden;padding:0px 3px 0px 3px;vertical-align:bottom;">EW</td> <td data-sheets-value='{"1":2,"2":"Heatstop Opal (T)"}' style="overflow:hidden;padding:0px 3px 0px 3px;vertical-align:bottom;">Heatstop Opal (T)</td> <td data-sheets-numberformat='{"1":2,"2":"0.00","3":1}' data-sheets-value='{"1":3,"3":1.19}' style="overflow:hidden;padding:0px 3px 0px 3px;vertical-align:bottom;text-align:center;">1.19</td> <td data-sheets-numberformat='{"1":2,"2":"0","3":1}' data-sheets-value='{"1":3,"3":20.09}' style="overflow:hidden;padding:0px 3px 0px 3px;vertical-align:bottom;text-align:center;">20</td> <td data-sheets-numberformat='{"1":2,"2":"0","3":1}' data-sheets-value='{"1":3,"3":38.940000000000005}' style="overflow:hidden;padding:0px 3px 0px 3px;vertical-align:bottom;text-align:center;">39</td> <td data-sheets-value='{"1":3,"3":24}' style="border-right:1px solid #000000;overflow:hidden;padding:0px 3px 0px 3px;vertical-align:bottom;text-align:center;">24</td> </tr> <tr style="height:20px;"> <td data-sheets-value='{"1":2,"2":"Heatstop PC"}' style="border-left:1px solid #000000;overflow:hidden;padding:0px 3px 0px 3px;vertical-align:bottom;">Heatstop PC</td> <td data-sheets-value='{"1":2,"2":"DW"}' style="overflow:hidden;padding:0px 3px 0px 3px;vertical-align:bottom;">DW</td> <td data-sheets-value='{"1":2,"2":"Clear (T/H)"}' style="overflow:hidden;padding:0px 3px 0px 3px;vertical-align:bottom;">Clear (T/H)</td> <td data-sheets-numberformat='{"1":2,"2":"0.00","3":1}' data-sheets-value='{"1":3,"3":0.98}' style="overflow:hidden;padding:0px 3px 0px 3px;vertical-align:bottom;text-align:center;">0.98</td> <td data-sheets-numberformat='{"1":2,"2":"0","3":1}' data-sheets-value='{"1":3,"3":18.04}' style="overflow:hidden;padding:0px 3px 0px 3px;vertical-align:bottom;text-align:center;">18</td> <td data-sheets-numberformat='{"1":2,"2":"0","3":1}' data-sheets-value='{"1":3,"3":33.660000000000004}' style="overflow:hidden;padding:0px 3px 0px 3px;vertical-align:bottom;text-align:center;">34</td> <td data-sheets-value='{"1":3,"3":26}' style="border-right:1px solid #000000;overflow:hidden;padding:0px 3px 0px 3px;vertical-align:bottom;text-align:center;">26</td> </tr> <tr style="height:20px;"> <td style="border-bottom:1px solid #000000;border-left:1px solid #000000;overflow:hidden;padding:0px 3px 0px 3px;vertical-align:bottom;"></td> <td style="border-bottom:1px solid #000000;overflow:hidden;padding:0px 3px 0px 3px;vertical-align:bottom;"></td> <td data-sheets-value='{"1":2,"2":"Opal (T/O)"}' style="border-bottom:1px solid #000000;overflow:hidden;padding:0px 3px 0px 3px;vertical-align:bottom;">Opal (T/O)</td> <td data-sheets-numberformat='{"1":2,"2":"0.00","3":1}' data-sheets-value='{"1":3,"3":0.98}' style="border-bottom:1px solid #000000;overflow:hidden;padding:0px 3px 0px 3px;vertical-align:bottom;text-align:center;">0.98</td> <td data-sheets-numberformat='{"1":2,"2":"0","3":1}' data-sheets-value='{"1":3,"3":16.81}' style="border-bottom:1px solid #000000;overflow:hidden;padding:0px 3px 0px 3px;vertical-align:bottom;text-align:center;">17</td> <td data-sheets-numberformat='{"1":2,"2":"0","3":1}' data-sheets-value='{"1":3,"3":29.700000000000003}' style="border-bottom:1px solid #000000;overflow:hidden;padding:0px 3px 0px 3px;vertical-align:bottom;text-align:center;">30</td> <td data-sheets-value='{"1":3,"3":26}' style="border-right:1px solid #000000;border-bottom:1px solid #000000;overflow:hidden;padding:0px 3px 0px 3px;vertical-align:bottom;text-align:center;">26</td> </tr> </tbody></table> | skylux-160-ce-met-koepel-en-polyester-opstand-30-20-met-lm-motor-en-pvc-raam-type-ep25-1600-x-2300-mm | 8586012623181 | 46872311038285
Smoke and heat exhaust (SHEV) | SHE system | Skylux | Skylux 160° CE with skylight and polyester curb 30/20 with double LM-actuator and PVC frame type EP25 1600 x 2500 mm |  | 50741 | 5412970507413 | 10626.25 | Yes | 30-45 | 155.92 | 1600 x 2500 mm | 2500 | 1600 |  | polyester 30/20 (30 cm high & roof opening = 20 cm larger than daylight size) | Rectangular | 1.19 W/m²K - 0.98 W/m²K | 57% - 30% | 37% - 17% | 24dB - 26dB | 160° CE (for industry) | PVC frame EP25 | without spoiler | E | Double actuator | Maximum double-walled skylight possible for this product | Ut-value LT-value g-value Rw-value EN 1873 : 2014 EN ISO 13468 EN 16153 EN 410 EN 410 EN ISO 140-3 Material Walls Shells (W/m²K) (%) (%) (dB) Acrylic EW Clear (H) 1.19 37 57 24 PMMA Opal (O) 1.19 34 50 24 DW Clear (H/H) 0.98 33 50 26 Opal (O/O) 0.98 28 38 26 Polycarbonate EW Clear (A) 1.19 36 55 24 PC Opal (D) 1.19 24 40 24 DW Clear (A/H) 0.98 32 48 26 Clear (A/A) 0.98 32 46 26 Opal (A/O) 0.98 30 42 26 Opal (A/D) 0.98 21 33 26 Polycarbonate EW Heatstop Opal (T) 1.19 20 39 24 Heatstop PC DW Clear (T/H) 0.98 18 34 26 Opal (T/O) 0.98 17 30 26 | https://skylux.eu/en/products/skylux-160-ce-met-koepel-en-polyester-opstand-30-20-met-lm-motor-en-pvc-raam-type-ep25-1600-x-2500-mm | https://skylux.eu/cdn/shop/files/Skylux-160deg-CE-met-koepel-en-polyester-opstand-3020-met-dubbele-LM-motor-en-pvc-raam-type-EP25-1600-x-2500-mm-RWA-systeem.jpg?v=1702978144&width=1600 | https://skylux.eu/cdn/shop/files/e5a82811-1bb0-48e4-a776-cacb59c7c092_be4c92bc-795b-4145-b5ce-2113bf306a6f.jpg?v=1688550564&width=1600 | //skylux.eu/cdn/shop/files/E_MH_Mounting_instructions_Skylux_160_CE_LM.pdf?v=12406716259046007223 | //skylux.eu/cdn/shop/files/E_TD_Technical_File_Skylux_Skylux_160_CE_Electric.pdf?v=3667116872303399239 | <style type="text/css" id="isPasted"><!--td {border: 1px solid #cccccc;}br {mso-data-placement:same-cell;}--></style><table border="1" cellpadding="0" cellspacing="0" dir="ltr" style="table-layout:fixed;font-size:10pt;font-family:Arial;border-collapse:collapse;border:none;"><tbody> <tr style="height:20px;"> <td style="overflow:hidden;padding:0px 3px 0px 3px;vertical-align:bottom;"></td> <td style="overflow:hidden;padding:0px 3px 0px 3px;vertical-align:bottom;"></td> <td style="overflow:hidden;padding:0px 3px 0px 3px;vertical-align:bottom;"></td> <td data-sheets-value='{"1":2,"2":"Ut-value"}' style="overflow:hidden;padding:0px 3px 0px 3px;vertical-align:bottom;font-weight:bold;text-align:center;">Ut-value</td> <td data-sheets-value='{"1":2,"2":"LT-value"}' style="overflow:hidden;padding:0px 3px 0px 3px;vertical-align:bottom;font-weight:bold;text-align:center;">LT-value</td> <td data-sheets-value='{"1":2,"2":"g-value"}' style="overflow:hidden;padding:0px 3px 0px 3px;vertical-align:bottom;font-weight:bold;text-align:center;">g-value</td> <td data-sheets-value='{"1":2,"2":"Rw-value "}' style="overflow:hidden;padding:0px 3px 0px 3px;vertical-align:bottom;font-weight:bold;text-align:center;">Rw-value </td> </tr> <tr style="height:20px;"> <td style="overflow:hidden;padding:0px 3px 0px 3px;vertical-align:bottom;"></td> <td style="overflow:hidden;padding:0px 3px 0px 3px;vertical-align:bottom;"></td> <td style="overflow:hidden;padding:0px 3px 0px 3px;vertical-align:bottom;"></td> <td data-sheets-numberformat='{"1":2,"2":"0.00","3":1}' data-sheets-value='{"1":2,"2":"EN 1873 : 2014"}' style="overflow:hidden;padding:0px 3px 0px 3px;vertical-align:bottom;text-align:center;">EN 1873 : 2014</td> <td data-sheets-numberformat='{"1":2,"2":"0","3":1}' data-sheets-value='{"1":2,"2":"EN ISO 13468 EN 16153 EN 410"}' style="overflow:hidden;padding:0px 3px 0px 3px;vertical-align:bottom;text-align:center;">EN ISO 13468 EN 16153 EN 410</td> <td data-sheets-numberformat='{"1":2,"2":"0","3":1}' data-sheets-value='{"1":2,"2":"EN 410"}' style="overflow:hidden;padding:0px 3px 0px 3px;vertical-align:bottom;text-align:center;">EN 410</td> <td data-sheets-value='{"1":2,"2":"EN ISO 140-3\t\t"}' style="overflow:hidden;padding:0px 3px 0px 3px;vertical-align:bottom;text-align:center;">EN ISO 140-3 </td> </tr> <tr style="height:20px;"> <td data-sheets-value='{"1":2,"2":"Material"}' style="border-bottom:1px solid #000000;overflow:hidden;padding:0px 3px 0px 3px;vertical-align:bottom;background-color:#000000;font-weight:bold;color:#ffffff;">Material</td> <td data-sheets-value='{"1":2,"2":"Walls"}' style="border-bottom:1px solid #000000;overflow:hidden;padding:0px 3px 0px 3px;vertical-align:bottom;background-color:#000000;font-weight:bold;color:#ffffff;">Walls</td> <td data-sheets-value='{"1":2,"2":"Shells"}' style="border-bottom:1px solid #000000;overflow:hidden;padding:0px 3px 0px 3px;vertical-align:bottom;background-color:#000000;font-weight:bold;color:#ffffff;">Shells</td> <td data-sheets-numberformat='{"1":2,"2":"0.00","3":1}' data-sheets-value='{"1":2,"2":"(W/m²K)\t"}' style="border-bottom:1px solid #000000;overflow:hidden;padding:0px 3px 0px 3px;vertical-align:bottom;background-color:#000000;font-weight:bold;color:#ffffff;text-align:center;">(W/m²K) </td> <td data-sheets-numberformat='{"1":2,"2":"0","3":1}' data-sheets-value='{"1":2,"2":"(%)"}' style="border-bottom:1px solid #000000;overflow:hidden;padding:0px 3px 0px 3px;vertical-align:bottom;background-color:#000000;font-weight:bold;color:#ffffff;text-align:center;">(%)</td> <td data-sheets-numberformat='{"1":2,"2":"0","3":1}' data-sheets-value='{"1":2,"2":"(%)"}' style="border-bottom:1px solid #000000;overflow:hidden;padding:0px 3px 0px 3px;vertical-align:bottom;background-color:#000000;font-weight:bold;color:#ffffff;text-align:center;">(%)</td> <td data-sheets-value='{"1":2,"2":"(dB)"}' style="border-bottom:1px solid #000000;overflow:hidden;padding:0px 3px 0px 3px;vertical-align:bottom;background-color:#000000;font-weight:bold;color:#ffffff;text-align:center;">(dB)</td> </tr> <tr style="height:20px;"> <td data-sheets-value='{"1":2,"2":"Acrylic"}' style="border-left:1px solid #000000;overflow:hidden;padding:0px 3px 0px 3px;vertical-align:bottom;">Acrylic</td> <td data-sheets-value='{"1":2,"2":"EW"}' style="overflow:hidden;padding:0px 3px 0px 3px;vertical-align:bottom;">EW</td> <td data-sheets-value='{"1":2,"2":"Clear (H)"}' style="overflow:hidden;padding:0px 3px 0px 3px;vertical-align:bottom;">Clear (H)</td> <td data-sheets-numberformat='{"1":2,"2":"0.00","3":1}' data-sheets-value='{"1":3,"3":1.19}' style="overflow:hidden;padding:0px 3px 0px 3px;vertical-align:bottom;text-align:center;">1.19</td> <td data-sheets-numberformat='{"1":2,"2":"0","3":1}' data-sheets-value='{"1":3,"3":36.9}' style="overflow:hidden;padding:0px 3px 0px 3px;vertical-align:bottom;text-align:center;">37</td> <td data-sheets-numberformat='{"1":2,"2":"0","3":1}' data-sheets-value='{"1":3,"3":57.42}' style="overflow:hidden;padding:0px 3px 0px 3px;vertical-align:bottom;text-align:center;">57</td> <td data-sheets-value='{"1":3,"3":24}' style="border-right:1px solid #000000;overflow:hidden;padding:0px 3px 0px 3px;vertical-align:bottom;text-align:center;">24</td> </tr> <tr style="height:20px;"> <td data-sheets-value='{"1":2,"2":"PMMA"}' style="border-left:1px solid #000000;overflow:hidden;padding:0px 3px 0px 3px;vertical-align:bottom;">PMMA</td> <td style="overflow:hidden;padding:0px 3px 0px 3px;vertical-align:bottom;"></td> <td data-sheets-value='{"1":2,"2":"Opal (O)"}' style="overflow:hidden;padding:0px 3px 0px 3px;vertical-align:bottom;">Opal (O)</td> <td data-sheets-numberformat='{"1":2,"2":"0.00","3":1}' data-sheets-value='{"1":3,"3":1.19}' style="overflow:hidden;padding:0px 3px 0px 3px;vertical-align:bottom;text-align:center;">1.19</td> <td data-sheets-numberformat='{"1":2,"2":"0","3":1}' data-sheets-value='{"1":3,"3":34.03}' style="overflow:hidden;padding:0px 3px 0px 3px;vertical-align:bottom;text-align:center;">34</td> <td data-sheets-numberformat='{"1":2,"2":"0","3":1}' data-sheets-value='{"1":3,"3":50.160000000000004}' style="overflow:hidden;padding:0px 3px 0px 3px;vertical-align:bottom;text-align:center;">50</td> <td data-sheets-value='{"1":3,"3":24}' style="border-right:1px solid #000000;overflow:hidden;padding:0px 3px 0px 3px;vertical-align:bottom;text-align:center;">24</td> </tr> <tr style="height:20px;"> <td style="border-left:1px solid #000000;overflow:hidden;padding:0px 3px 0px 3px;vertical-align:bottom;"></td> <td data-sheets-value='{"1":2,"2":"DW"}' style="overflow:hidden;padding:0px 3px 0px 3px;vertical-align:bottom;">DW</td> <td data-sheets-value='{"1":2,"2":"Clear (H/H)"}' style="overflow:hidden;padding:0px 3px 0px 3px;vertical-align:bottom;">Clear (H/H)</td> <td data-sheets-numberformat='{"1":2,"2":"0.00","3":1}' data-sheets-value='{"1":3,"3":0.98}' style="overflow:hidden;padding:0px 3px 0px 3px;vertical-align:bottom;text-align:center;">0.98</td> <td data-sheets-numberformat='{"1":2,"2":"0","3":1}' data-sheets-value='{"1":3,"3":33.21}' style="overflow:hidden;padding:0px 3px 0px 3px;vertical-align:bottom;text-align:center;">33</td> <td data-sheets-numberformat='{"1":2,"2":"0","3":1}' data-sheets-value='{"1":3,"3":49.5}' style="overflow:hidden;padding:0px 3px 0px 3px;vertical-align:bottom;text-align:center;">50</td> <td data-sheets-value='{"1":3,"3":26}' style="border-right:1px solid #000000;overflow:hidden;padding:0px 3px 0px 3px;vertical-align:bottom;text-align:center;">26</td> </tr> <tr style="height:20px;"> <td style="border-bottom:1px solid #000000;border-left:1px solid #000000;overflow:hidden;padding:0px 3px 0px 3px;vertical-align:bottom;"></td> <td style="border-bottom:1px solid #000000;overflow:hidden;padding:0px 3px 0px 3px;vertical-align:bottom;"></td> <td data-sheets-value='{"1":2,"2":"Opal (O/O)"}' style="border-bottom:1px solid #000000;overflow:hidden;padding:0px 3px 0px 3px;vertical-align:bottom;">Opal (O/O)</td> <td data-sheets-numberformat='{"1":2,"2":"0.00","3":1}' data-sheets-value='{"1":3,"3":0.98}' style="border-bottom:1px solid #000000;overflow:hidden;padding:0px 3px 0px 3px;vertical-align:bottom;text-align:center;">0.98</td> <td data-sheets-numberformat='{"1":2,"2":"0","3":1}' data-sheets-value='{"1":3,"3":28.29}' style="border-bottom:1px solid #000000;overflow:hidden;padding:0px 3px 0px 3px;vertical-align:bottom;text-align:center;">28</td> <td data-sheets-numberformat='{"1":2,"2":"0","3":1}' data-sheets-value='{"1":3,"3":38.28}' style="border-bottom:1px solid #000000;overflow:hidden;padding:0px 3px 0px 3px;vertical-align:bottom;text-align:center;">38</td> <td data-sheets-value='{"1":3,"3":26}' style="border-right:1px solid #000000;border-bottom:1px solid #000000;overflow:hidden;padding:0px 3px 0px 3px;vertical-align:bottom;text-align:center;">26</td> </tr> <tr style="height:20px;"> <td data-sheets-value='{"1":2,"2":"Polycarbonate "}' style="border-left:1px solid #000000;overflow:hidden;padding:0px 3px 0px 3px;vertical-align:bottom;">Polycarbonate </td> <td data-sheets-value='{"1":2,"2":"EW"}' style="overflow:hidden;padding:0px 3px 0px 3px;vertical-align:bottom;">EW</td> <td data-sheets-value='{"1":2,"2":"Clear (A)"}' style="overflow:hidden;padding:0px 3px 0px 3px;vertical-align:bottom;">Clear (A)</td> <td data-sheets-numberformat='{"1":2,"2":"0.00","3":1}' data-sheets-value='{"1":3,"3":1.19}' style="overflow:hidden;padding:0px 3px 0px 3px;vertical-align:bottom;text-align:center;">1.19</td> <td data-sheets-numberformat='{"1":2,"2":"0","3":1}' data-sheets-value='{"1":3,"3":36.08}' style="overflow:hidden;padding:0px 3px 0px 3px;vertical-align:bottom;text-align:center;">36</td> <td data-sheets-numberformat='{"1":2,"2":"0","3":1}' data-sheets-value='{"1":3,"3":54.78}' style="overflow:hidden;padding:0px 3px 0px 3px;vertical-align:bottom;text-align:center;">55</td> <td data-sheets-value='{"1":3,"3":24}' style="border-right:1px solid #000000;overflow:hidden;padding:0px 3px 0px 3px;vertical-align:bottom;text-align:center;">24</td> </tr> <tr style="height:20px;"> <td data-sheets-value='{"1":2,"2":"PC"}' style="border-left:1px solid #000000;overflow:hidden;padding:0px 3px 0px 3px;vertical-align:bottom;">PC</td> <td style="overflow:hidden;padding:0px 3px 0px 3px;vertical-align:bottom;"></td> <td data-sheets-value='{"1":2,"2":"Opal (D)"}' style="overflow:hidden;padding:0px 3px 0px 3px;vertical-align:bottom;">Opal (D)</td> <td data-sheets-numberformat='{"1":2,"2":"0.00","3":1}' data-sheets-value='{"1":3,"3":1.19}' style="overflow:hidden;padding:0px 3px 0px 3px;vertical-align:bottom;text-align:center;">1.19</td> <td data-sheets-numberformat='{"1":2,"2":"0","3":1}' data-sheets-value='{"1":3,"3":23.779999999999998}' style="overflow:hidden;padding:0px 3px 0px 3px;vertical-align:bottom;text-align:center;">24</td> <td data-sheets-numberformat='{"1":2,"2":"0","3":1}' data-sheets-value='{"1":3,"3":39.6}' style="overflow:hidden;padding:0px 3px 0px 3px;vertical-align:bottom;text-align:center;">40</td> <td data-sheets-value='{"1":3,"3":24}' style="border-right:1px solid #000000;overflow:hidden;padding:0px 3px 0px 3px;vertical-align:bottom;text-align:center;">24</td> </tr> <tr style="height:20px;"> <td style="border-left:1px solid #000000;overflow:hidden;padding:0px 3px 0px 3px;vertical-align:bottom;"></td> <td data-sheets-value='{"1":2,"2":"DW"}' style="overflow:hidden;padding:0px 3px 0px 3px;vertical-align:bottom;">DW</td> <td data-sheets-value='{"1":2,"2":"Clear (A/H)"}' style="overflow:hidden;padding:0px 3px 0px 3px;vertical-align:bottom;">Clear (A/H)</td> <td data-sheets-numberformat='{"1":2,"2":"0.00","3":1}' data-sheets-value='{"1":3,"3":0.98}' style="overflow:hidden;padding:0px 3px 0px 3px;vertical-align:bottom;text-align:center;">0.98</td> <td data-sheets-numberformat='{"1":2,"2":"0","3":1}' data-sheets-value='{"1":3,"3":32.39}' style="overflow:hidden;padding:0px 3px 0px 3px;vertical-align:bottom;text-align:center;">32</td> <td data-sheets-numberformat='{"1":2,"2":"0","3":1}' data-sheets-value='{"1":3,"3":47.52}' style="overflow:hidden;padding:0px 3px 0px 3px;vertical-align:bottom;text-align:center;">48</td> <td data-sheets-value='{"1":3,"3":26}' style="border-right:1px solid #000000;overflow:hidden;padding:0px 3px 0px 3px;vertical-align:bottom;text-align:center;">26</td> </tr> <tr style="height:20px;"> <td style="border-left:1px solid #000000;overflow:hidden;padding:0px 3px 0px 3px;vertical-align:bottom;"></td> <td style="overflow:hidden;padding:0px 3px 0px 3px;vertical-align:bottom;"></td> <td data-sheets-value='{"1":2,"2":"Clear (A/A)"}' style="overflow:hidden;padding:0px 3px 0px 3px;vertical-align:bottom;">Clear (A/A)</td> <td data-sheets-numberformat='{"1":2,"2":"0.00","3":1}' data-sheets-value='{"1":3,"3":0.98}' style="overflow:hidden;padding:0px 3px 0px 3px;vertical-align:bottom;text-align:center;">0.98</td> <td data-sheets-numberformat='{"1":2,"2":"0","3":1}' data-sheets-value='{"1":3,"3":31.569999999999997}' style="overflow:hidden;padding:0px 3px 0px 3px;vertical-align:bottom;text-align:center;">32</td> <td data-sheets-numberformat='{"1":2,"2":"0","3":1}' data-sheets-value='{"1":3,"3":45.54}' style="overflow:hidden;padding:0px 3px 0px 3px;vertical-align:bottom;text-align:center;">46</td> <td data-sheets-value='{"1":3,"3":26}' style="border-right:1px solid #000000;overflow:hidden;padding:0px 3px 0px 3px;vertical-align:bottom;text-align:center;">26</td> </tr> <tr style="height:20px;"> <td style="border-left:1px solid #000000;overflow:hidden;padding:0px 3px 0px 3px;vertical-align:bottom;"></td> <td style="overflow:hidden;padding:0px 3px 0px 3px;vertical-align:bottom;"></td> <td data-sheets-value='{"1":2,"2":"Opal (A/O)"}' style="overflow:hidden;padding:0px 3px 0px 3px;vertical-align:bottom;">Opal (A/O)</td> <td data-sheets-numberformat='{"1":2,"2":"0.00","3":1}' data-sheets-value='{"1":3,"3":0.98}' style="overflow:hidden;padding:0px 3px 0px 3px;vertical-align:bottom;text-align:center;">0.98</td> <td data-sheets-numberformat='{"1":2,"2":"0","3":1}' data-sheets-value='{"1":3,"3":29.93}' style="overflow:hidden;padding:0px 3px 0px 3px;vertical-align:bottom;text-align:center;">30</td> <td data-sheets-numberformat='{"1":2,"2":"0","3":1}' data-sheets-value='{"1":3,"3":41.580000000000005}' style="overflow:hidden;padding:0px 3px 0px 3px;vertical-align:bottom;text-align:center;">42</td> <td data-sheets-value='{"1":3,"3":26}' style="border-right:1px solid #000000;overflow:hidden;padding:0px 3px 0px 3px;vertical-align:bottom;text-align:center;">26</td> </tr> <tr style="height:20px;"> <td style="border-bottom:1px solid #000000;border-left:1px solid #000000;overflow:hidden;padding:0px 3px 0px 3px;vertical-align:bottom;"></td> <td style="border-bottom:1px solid #000000;overflow:hidden;padding:0px 3px 0px 3px;vertical-align:bottom;"></td> <td data-sheets-value='{"1":2,"2":"Opal (A/D)"}' style="border-bottom:1px solid #000000;overflow:hidden;padding:0px 3px 0px 3px;vertical-align:bottom;">Opal (A/D)</td> <td data-sheets-numberformat='{"1":2,"2":"0.00","3":1}' data-sheets-value='{"1":3,"3":0.98}' style="border-bottom:1px solid #000000;overflow:hidden;padding:0px 3px 0px 3px;vertical-align:bottom;text-align:center;">0.98</td> <td data-sheets-numberformat='{"1":2,"2":"0","3":1}' data-sheets-value='{"1":3,"3":20.91}' style="border-bottom:1px solid #000000;overflow:hidden;padding:0px 3px 0px 3px;vertical-align:bottom;text-align:center;">21</td> <td data-sheets-numberformat='{"1":2,"2":"0","3":1}' data-sheets-value='{"1":3,"3":33}' style="border-bottom:1px solid #000000;overflow:hidden;padding:0px 3px 0px 3px;vertical-align:bottom;text-align:center;">33</td> <td data-sheets-value='{"1":3,"3":26}' style="border-right:1px solid #000000;border-bottom:1px solid #000000;overflow:hidden;padding:0px 3px 0px 3px;vertical-align:bottom;text-align:center;">26</td> </tr> <tr style="height:20px;"> <td data-sheets-value='{"1":2,"2":"Polycarbonate"}' style="border-left:1px solid #000000;overflow:hidden;padding:0px 3px 0px 3px;vertical-align:bottom;">Polycarbonate</td> <td data-sheets-value='{"1":2,"2":"EW"}' style="overflow:hidden;padding:0px 3px 0px 3px;vertical-align:bottom;">EW</td> <td data-sheets-value='{"1":2,"2":"Heatstop Opal (T)"}' style="overflow:hidden;padding:0px 3px 0px 3px;vertical-align:bottom;">Heatstop Opal (T)</td> <td data-sheets-numberformat='{"1":2,"2":"0.00","3":1}' data-sheets-value='{"1":3,"3":1.19}' style="overflow:hidden;padding:0px 3px 0px 3px;vertical-align:bottom;text-align:center;">1.19</td> <td data-sheets-numberformat='{"1":2,"2":"0","3":1}' data-sheets-value='{"1":3,"3":20.09}' style="overflow:hidden;padding:0px 3px 0px 3px;vertical-align:bottom;text-align:center;">20</td> <td data-sheets-numberformat='{"1":2,"2":"0","3":1}' data-sheets-value='{"1":3,"3":38.940000000000005}' style="overflow:hidden;padding:0px 3px 0px 3px;vertical-align:bottom;text-align:center;">39</td> <td data-sheets-value='{"1":3,"3":24}' style="border-right:1px solid #000000;overflow:hidden;padding:0px 3px 0px 3px;vertical-align:bottom;text-align:center;">24</td> </tr> <tr style="height:20px;"> <td data-sheets-value='{"1":2,"2":"Heatstop PC"}' style="border-left:1px solid #000000;overflow:hidden;padding:0px 3px 0px 3px;vertical-align:bottom;">Heatstop PC</td> <td data-sheets-value='{"1":2,"2":"DW"}' style="overflow:hidden;padding:0px 3px 0px 3px;vertical-align:bottom;">DW</td> <td data-sheets-value='{"1":2,"2":"Clear (T/H)"}' style="overflow:hidden;padding:0px 3px 0px 3px;vertical-align:bottom;">Clear (T/H)</td> <td data-sheets-numberformat='{"1":2,"2":"0.00","3":1}' data-sheets-value='{"1":3,"3":0.98}' style="overflow:hidden;padding:0px 3px 0px 3px;vertical-align:bottom;text-align:center;">0.98</td> <td data-sheets-numberformat='{"1":2,"2":"0","3":1}' data-sheets-value='{"1":3,"3":18.04}' style="overflow:hidden;padding:0px 3px 0px 3px;vertical-align:bottom;text-align:center;">18</td> <td data-sheets-numberformat='{"1":2,"2":"0","3":1}' data-sheets-value='{"1":3,"3":33.660000000000004}' style="overflow:hidden;padding:0px 3px 0px 3px;vertical-align:bottom;text-align:center;">34</td> <td data-sheets-value='{"1":3,"3":26}' style="border-right:1px solid #000000;overflow:hidden;padding:0px 3px 0px 3px;vertical-align:bottom;text-align:center;">26</td> </tr> <tr style="height:20px;"> <td style="border-bottom:1px solid #000000;border-left:1px solid #000000;overflow:hidden;padding:0px 3px 0px 3px;vertical-align:bottom;"></td> <td style="border-bottom:1px solid #000000;overflow:hidden;padding:0px 3px 0px 3px;vertical-align:bottom;"></td> <td data-sheets-value='{"1":2,"2":"Opal (T/O)"}' style="border-bottom:1px solid #000000;overflow:hidden;padding:0px 3px 0px 3px;vertical-align:bottom;">Opal (T/O)</td> <td data-sheets-numberformat='{"1":2,"2":"0.00","3":1}' data-sheets-value='{"1":3,"3":0.98}' style="border-bottom:1px solid #000000;overflow:hidden;padding:0px 3px 0px 3px;vertical-align:bottom;text-align:center;">0.98</td> <td data-sheets-numberformat='{"1":2,"2":"0","3":1}' data-sheets-value='{"1":3,"3":16.81}' style="border-bottom:1px solid #000000;overflow:hidden;padding:0px 3px 0px 3px;vertical-align:bottom;text-align:center;">17</td> <td data-sheets-numberformat='{"1":2,"2":"0","3":1}' data-sheets-value='{"1":3,"3":29.700000000000003}' style="border-bottom:1px solid #000000;overflow:hidden;padding:0px 3px 0px 3px;vertical-align:bottom;text-align:center;">30</td> <td data-sheets-value='{"1":3,"3":26}' style="border-right:1px solid #000000;border-bottom:1px solid #000000;overflow:hidden;padding:0px 3px 0px 3px;vertical-align:bottom;text-align:center;">26</td> </tr> </tbody></table> | skylux-160-ce-met-koepel-en-polyester-opstand-30-20-met-lm-motor-en-pvc-raam-type-ep25-1600-x-2500-mm | 8586012655949 | 46872311071053
Smoke and heat exhaust (SHEV) | SHE system | Skylux | Skylux 160° CE with skylight and polyester curb 30/20 with double LM-actuator and PVC frame type EP25 1600 x 2800 mm |  | 50742 | 5412970507420 | 11146.55 | Yes | 30-45 | 164.02 | 1600 x 2800 mm | 2800 | 1600 |  | polyester 30/20 (30 cm high & roof opening = 20 cm larger than daylight size) | Rectangular | 1.19 W/m²K - 0.98 W/m²K | 57% - 30% | 37% - 17% | 24dB - 26dB | 160° CE (for industry) | PVC frame EP25 | without spoiler | E | Double actuator | Maximum double-walled skylight possible for this product | Ut-value LT-value g-value Rw-value EN 1873 : 2014 EN ISO 13468 EN 16153 EN 410 EN 410 EN ISO 140-3 Material Walls Shells (W/m²K) (%) (%) (dB) Acrylic EW Clear (H) 1.19 37 57 24 PMMA Opal (O) 1.19 34 50 24 DW Clear (H/H) 0.98 33 50 26 Opal (O/O) 0.98 28 38 26 Polycarbonate EW Clear (A) 1.19 36 55 24 PC Opal (D) 1.19 24 40 24 DW Clear (A/H) 0.98 32 48 26 Clear (A/A) 0.98 32 46 26 Opal (A/O) 0.98 30 42 26 Opal (A/D) 0.98 21 33 26 Polycarbonate EW Heatstop Opal (T) 1.19 20 39 24 Heatstop PC DW Clear (T/H) 0.98 18 34 26 Opal (T/O) 0.98 17 30 26 | https://skylux.eu/en/products/skylux-160-ce-met-koepel-en-polyester-opstand-30-20-met-lm-motor-en-pvc-raam-type-ep25-1600-x-2800-mm | https://skylux.eu/cdn/shop/files/Skylux-160deg-CE-met-koepel-en-polyester-opstand-3020-met-dubbele-LM-motor-en-pvc-raam-type-EP25-1600-x-2800-mm-RWA-systeem.jpg?v=1702978150&width=1600 | https://skylux.eu/cdn/shop/files/e5a82811-1bb0-48e4-a776-cacb59c7c092_29ce1661-4caf-4ba3-9a8d-49d6cbe02b02.jpg?v=1688550566&width=1600 | //skylux.eu/cdn/shop/files/E_MH_Mounting_instructions_Skylux_160_CE_LM.pdf?v=12406716259046007223 | //skylux.eu/cdn/shop/files/E_TD_Technical_File_Skylux_Skylux_160_CE_Electric.pdf?v=3667116872303399239 | <style type="text/css" id="isPasted"><!--td {border: 1px solid #cccccc;}br {mso-data-placement:same-cell;}--></style><table border="1" cellpadding="0" cellspacing="0" dir="ltr" style="table-layout:fixed;font-size:10pt;font-family:Arial;border-collapse:collapse;border:none;"><tbody> <tr style="height:20px;"> <td style="overflow:hidden;padding:0px 3px 0px 3px;vertical-align:bottom;"></td> <td style="overflow:hidden;padding:0px 3px 0px 3px;vertical-align:bottom;"></td> <td style="overflow:hidden;padding:0px 3px 0px 3px;vertical-align:bottom;"></td> <td data-sheets-value='{"1":2,"2":"Ut-value"}' style="overflow:hidden;padding:0px 3px 0px 3px;vertical-align:bottom;font-weight:bold;text-align:center;">Ut-value</td> <td data-sheets-value='{"1":2,"2":"LT-value"}' style="overflow:hidden;padding:0px 3px 0px 3px;vertical-align:bottom;font-weight:bold;text-align:center;">LT-value</td> <td data-sheets-value='{"1":2,"2":"g-value"}' style="overflow:hidden;padding:0px 3px 0px 3px;vertical-align:bottom;font-weight:bold;text-align:center;">g-value</td> <td data-sheets-value='{"1":2,"2":"Rw-value "}' style="overflow:hidden;padding:0px 3px 0px 3px;vertical-align:bottom;font-weight:bold;text-align:center;">Rw-value </td> </tr> <tr style="height:20px;"> <td style="overflow:hidden;padding:0px 3px 0px 3px;vertical-align:bottom;"></td> <td style="overflow:hidden;padding:0px 3px 0px 3px;vertical-align:bottom;"></td> <td style="overflow:hidden;padding:0px 3px 0px 3px;vertical-align:bottom;"></td> <td data-sheets-numberformat='{"1":2,"2":"0.00","3":1}' data-sheets-value='{"1":2,"2":"EN 1873 : 2014"}' style="overflow:hidden;padding:0px 3px 0px 3px;vertical-align:bottom;text-align:center;">EN 1873 : 2014</td> <td data-sheets-numberformat='{"1":2,"2":"0","3":1}' data-sheets-value='{"1":2,"2":"EN ISO 13468 EN 16153 EN 410"}' style="overflow:hidden;padding:0px 3px 0px 3px;vertical-align:bottom;text-align:center;">EN ISO 13468 EN 16153 EN 410</td> <td data-sheets-numberformat='{"1":2,"2":"0","3":1}' data-sheets-value='{"1":2,"2":"EN 410"}' style="overflow:hidden;padding:0px 3px 0px 3px;vertical-align:bottom;text-align:center;">EN 410</td> <td data-sheets-value='{"1":2,"2":"EN ISO 140-3\t\t"}' style="overflow:hidden;padding:0px 3px 0px 3px;vertical-align:bottom;text-align:center;">EN ISO 140-3 </td> </tr> <tr style="height:20px;"> <td data-sheets-value='{"1":2,"2":"Material"}' style="border-bottom:1px solid #000000;overflow:hidden;padding:0px 3px 0px 3px;vertical-align:bottom;background-color:#000000;font-weight:bold;color:#ffffff;">Material</td> <td data-sheets-value='{"1":2,"2":"Walls"}' style="border-bottom:1px solid #000000;overflow:hidden;padding:0px 3px 0px 3px;vertical-align:bottom;background-color:#000000;font-weight:bold;color:#ffffff;">Walls</td> <td data-sheets-value='{"1":2,"2":"Shells"}' style="border-bottom:1px solid #000000;overflow:hidden;padding:0px 3px 0px 3px;vertical-align:bottom;background-color:#000000;font-weight:bold;color:#ffffff;">Shells</td> <td data-sheets-numberformat='{"1":2,"2":"0.00","3":1}' data-sheets-value='{"1":2,"2":"(W/m²K)\t"}' style="border-bottom:1px solid #000000;overflow:hidden;padding:0px 3px 0px 3px;vertical-align:bottom;background-color:#000000;font-weight:bold;color:#ffffff;text-align:center;">(W/m²K) </td> <td data-sheets-numberformat='{"1":2,"2":"0","3":1}' data-sheets-value='{"1":2,"2":"(%)"}' style="border-bottom:1px solid #000000;overflow:hidden;padding:0px 3px 0px 3px;vertical-align:bottom;background-color:#000000;font-weight:bold;color:#ffffff;text-align:center;">(%)</td> <td data-sheets-numberformat='{"1":2,"2":"0","3":1}' data-sheets-value='{"1":2,"2":"(%)"}' style="border-bottom:1px solid #000000;overflow:hidden;padding:0px 3px 0px 3px;vertical-align:bottom;background-color:#000000;font-weight:bold;color:#ffffff;text-align:center;">(%)</td> <td data-sheets-value='{"1":2,"2":"(dB)"}' style="border-bottom:1px solid #000000;overflow:hidden;padding:0px 3px 0px 3px;vertical-align:bottom;background-color:#000000;font-weight:bold;color:#ffffff;text-align:center;">(dB)</td> </tr> <tr style="height:20px;"> <td data-sheets-value='{"1":2,"2":"Acrylic"}' style="border-left:1px solid #000000;overflow:hidden;padding:0px 3px 0px 3px;vertical-align:bottom;">Acrylic</td> <td data-sheets-value='{"1":2,"2":"EW"}' style="overflow:hidden;padding:0px 3px 0px 3px;vertical-align:bottom;">EW</td> <td data-sheets-value='{"1":2,"2":"Clear (H)"}' style="overflow:hidden;padding:0px 3px 0px 3px;vertical-align:bottom;">Clear (H)</td> <td data-sheets-numberformat='{"1":2,"2":"0.00","3":1}' data-sheets-value='{"1":3,"3":1.19}' style="overflow:hidden;padding:0px 3px 0px 3px;vertical-align:bottom;text-align:center;">1.19</td> <td data-sheets-numberformat='{"1":2,"2":"0","3":1}' data-sheets-value='{"1":3,"3":36.9}' style="overflow:hidden;padding:0px 3px 0px 3px;vertical-align:bottom;text-align:center;">37</td> <td data-sheets-numberformat='{"1":2,"2":"0","3":1}' data-sheets-value='{"1":3,"3":57.42}' style="overflow:hidden;padding:0px 3px 0px 3px;vertical-align:bottom;text-align:center;">57</td> <td data-sheets-value='{"1":3,"3":24}' style="border-right:1px solid #000000;overflow:hidden;padding:0px 3px 0px 3px;vertical-align:bottom;text-align:center;">24</td> </tr> <tr style="height:20px;"> <td data-sheets-value='{"1":2,"2":"PMMA"}' style="border-left:1px solid #000000;overflow:hidden;padding:0px 3px 0px 3px;vertical-align:bottom;">PMMA</td> <td style="overflow:hidden;padding:0px 3px 0px 3px;vertical-align:bottom;"></td> <td data-sheets-value='{"1":2,"2":"Opal (O)"}' style="overflow:hidden;padding:0px 3px 0px 3px;vertical-align:bottom;">Opal (O)</td> <td data-sheets-numberformat='{"1":2,"2":"0.00","3":1}' data-sheets-value='{"1":3,"3":1.19}' style="overflow:hidden;padding:0px 3px 0px 3px;vertical-align:bottom;text-align:center;">1.19</td> <td data-sheets-numberformat='{"1":2,"2":"0","3":1}' data-sheets-value='{"1":3,"3":34.03}' style="overflow:hidden;padding:0px 3px 0px 3px;vertical-align:bottom;text-align:center;">34</td> <td data-sheets-numberformat='{"1":2,"2":"0","3":1}' data-sheets-value='{"1":3,"3":50.160000000000004}' style="overflow:hidden;padding:0px 3px 0px 3px;vertical-align:bottom;text-align:center;">50</td> <td data-sheets-value='{"1":3,"3":24}' style="border-right:1px solid #000000;overflow:hidden;padding:0px 3px 0px 3px;vertical-align:bottom;text-align:center;">24</td> </tr> <tr style="height:20px;"> <td style="border-left:1px solid #000000;overflow:hidden;padding:0px 3px 0px 3px;vertical-align:bottom;"></td> <td data-sheets-value='{"1":2,"2":"DW"}' style="overflow:hidden;padding:0px 3px 0px 3px;vertical-align:bottom;">DW</td> <td data-sheets-value='{"1":2,"2":"Clear (H/H)"}' style="overflow:hidden;padding:0px 3px 0px 3px;vertical-align:bottom;">Clear (H/H)</td> <td data-sheets-numberformat='{"1":2,"2":"0.00","3":1}' data-sheets-value='{"1":3,"3":0.98}' style="overflow:hidden;padding:0px 3px 0px 3px;vertical-align:bottom;text-align:center;">0.98</td> <td data-sheets-numberformat='{"1":2,"2":"0","3":1}' data-sheets-value='{"1":3,"3":33.21}' style="overflow:hidden;padding:0px 3px 0px 3px;vertical-align:bottom;text-align:center;">33</td> <td data-sheets-numberformat='{"1":2,"2":"0","3":1}' data-sheets-value='{"1":3,"3":49.5}' style="overflow:hidden;padding:0px 3px 0px 3px;vertical-align:bottom;text-align:center;">50</td> <td data-sheets-value='{"1":3,"3":26}' style="border-right:1px solid #000000;overflow:hidden;padding:0px 3px 0px 3px;vertical-align:bottom;text-align:center;">26</td> </tr> <tr style="height:20px;"> <td style="border-bottom:1px solid #000000;border-left:1px solid #000000;overflow:hidden;padding:0px 3px 0px 3px;vertical-align:bottom;"></td> <td style="border-bottom:1px solid #000000;overflow:hidden;padding:0px 3px 0px 3px;vertical-align:bottom;"></td> <td data-sheets-value='{"1":2,"2":"Opal (O/O)"}' style="border-bottom:1px solid #000000;overflow:hidden;padding:0px 3px 0px 3px;vertical-align:bottom;">Opal (O/O)</td> <td data-sheets-numberformat='{"1":2,"2":"0.00","3":1}' data-sheets-value='{"1":3,"3":0.98}' style="border-bottom:1px solid #000000;overflow:hidden;padding:0px 3px 0px 3px;vertical-align:bottom;text-align:center;">0.98</td> <td data-sheets-numberformat='{"1":2,"2":"0","3":1}' data-sheets-value='{"1":3,"3":28.29}' style="border-bottom:1px solid #000000;overflow:hidden;padding:0px 3px 0px 3px;vertical-align:bottom;text-align:center;">28</td> <td data-sheets-numberformat='{"1":2,"2":"0","3":1}' data-sheets-value='{"1":3,"3":38.28}' style="border-bottom:1px solid #000000;overflow:hidden;padding:0px 3px 0px 3px;vertical-align:bottom;text-align:center;">38</td> <td data-sheets-value='{"1":3,"3":26}' style="border-right:1px solid #000000;border-bottom:1px solid #000000;overflow:hidden;padding:0px 3px 0px 3px;vertical-align:bottom;text-align:center;">26</td> </tr> <tr style="height:20px;"> <td data-sheets-value='{"1":2,"2":"Polycarbonate "}' style="border-left:1px solid #000000;overflow:hidden;padding:0px 3px 0px 3px;vertical-align:bottom;">Polycarbonate </td> <td data-sheets-value='{"1":2,"2":"EW"}' style="overflow:hidden;padding:0px 3px 0px 3px;vertical-align:bottom;">EW</td> <td data-sheets-value='{"1":2,"2":"Clear (A)"}' style="overflow:hidden;padding:0px 3px 0px 3px;vertical-align:bottom;">Clear (A)</td> <td data-sheets-numberformat='{"1":2,"2":"0.00","3":1}' data-sheets-value='{"1":3,"3":1.19}' style="overflow:hidden;padding:0px 3px 0px 3px;vertical-align:bottom;text-align:center;">1.19</td> <td data-sheets-numberformat='{"1":2,"2":"0","3":1}' data-sheets-value='{"1":3,"3":36.08}' style="overflow:hidden;padding:0px 3px 0px 3px;vertical-align:bottom;text-align:center;">36</td> <td data-sheets-numberformat='{"1":2,"2":"0","3":1}' data-sheets-value='{"1":3,"3":54.78}' style="overflow:hidden;padding:0px 3px 0px 3px;vertical-align:bottom;text-align:center;">55</td> <td data-sheets-value='{"1":3,"3":24}' style="border-right:1px solid #000000;overflow:hidden;padding:0px 3px 0px 3px;vertical-align:bottom;text-align:center;">24</td> </tr> <tr style="height:20px;"> <td data-sheets-value='{"1":2,"2":"PC"}' style="border-left:1px solid #000000;overflow:hidden;padding:0px 3px 0px 3px;vertical-align:bottom;">PC</td> <td style="overflow:hidden;padding:0px 3px 0px 3px;vertical-align:bottom;"></td> <td data-sheets-value='{"1":2,"2":"Opal (D)"}' style="overflow:hidden;padding:0px 3px 0px 3px;vertical-align:bottom;">Opal (D)</td> <td data-sheets-numberformat='{"1":2,"2":"0.00","3":1}' data-sheets-value='{"1":3,"3":1.19}' style="overflow:hidden;padding:0px 3px 0px 3px;vertical-align:bottom;text-align:center;">1.19</td> <td data-sheets-numberformat='{"1":2,"2":"0","3":1}' data-sheets-value='{"1":3,"3":23.779999999999998}' style="overflow:hidden;padding:0px 3px 0px 3px;vertical-align:bottom;text-align:center;">24</td> <td data-sheets-numberformat='{"1":2,"2":"0","3":1}' data-sheets-value='{"1":3,"3":39.6}' style="overflow:hidden;padding:0px 3px 0px 3px;vertical-align:bottom;text-align:center;">40</td> <td data-sheets-value='{"1":3,"3":24}' style="border-right:1px solid #000000;overflow:hidden;padding:0px 3px 0px 3px;vertical-align:bottom;text-align:center;">24</td> </tr> <tr style="height:20px;"> <td style="border-left:1px solid #000000;overflow:hidden;padding:0px 3px 0px 3px;vertical-align:bottom;"></td> <td data-sheets-value='{"1":2,"2":"DW"}' style="overflow:hidden;padding:0px 3px 0px 3px;vertical-align:bottom;">DW</td> <td data-sheets-value='{"1":2,"2":"Clear (A/H)"}' style="overflow:hidden;padding:0px 3px 0px 3px;vertical-align:bottom;">Clear (A/H)</td> <td data-sheets-numberformat='{"1":2,"2":"0.00","3":1}' data-sheets-value='{"1":3,"3":0.98}' style="overflow:hidden;padding:0px 3px 0px 3px;vertical-align:bottom;text-align:center;">0.98</td> <td data-sheets-numberformat='{"1":2,"2":"0","3":1}' data-sheets-value='{"1":3,"3":32.39}' style="overflow:hidden;padding:0px 3px 0px 3px;vertical-align:bottom;text-align:center;">32</td> <td data-sheets-numberformat='{"1":2,"2":"0","3":1}' data-sheets-value='{"1":3,"3":47.52}' style="overflow:hidden;padding:0px 3px 0px 3px;vertical-align:bottom;text-align:center;">48</td> <td data-sheets-value='{"1":3,"3":26}' style="border-right:1px solid #000000;overflow:hidden;padding:0px 3px 0px 3px;vertical-align:bottom;text-align:center;">26</td> </tr> <tr style="height:20px;"> <td style="border-left:1px solid #000000;overflow:hidden;padding:0px 3px 0px 3px;vertical-align:bottom;"></td> <td style="overflow:hidden;padding:0px 3px 0px 3px;vertical-align:bottom;"></td> <td data-sheets-value='{"1":2,"2":"Clear (A/A)"}' style="overflow:hidden;padding:0px 3px 0px 3px;vertical-align:bottom;">Clear (A/A)</td> <td data-sheets-numberformat='{"1":2,"2":"0.00","3":1}' data-sheets-value='{"1":3,"3":0.98}' style="overflow:hidden;padding:0px 3px 0px 3px;vertical-align:bottom;text-align:center;">0.98</td> <td data-sheets-numberformat='{"1":2,"2":"0","3":1}' data-sheets-value='{"1":3,"3":31.569999999999997}' style="overflow:hidden;padding:0px 3px 0px 3px;vertical-align:bottom;text-align:center;">32</td> <td data-sheets-numberformat='{"1":2,"2":"0","3":1}' data-sheets-value='{"1":3,"3":45.54}' style="overflow:hidden;padding:0px 3px 0px 3px;vertical-align:bottom;text-align:center;">46</td> <td data-sheets-value='{"1":3,"3":26}' style="border-right:1px solid #000000;overflow:hidden;padding:0px 3px 0px 3px;vertical-align:bottom;text-align:center;">26</td> </tr> <tr style="height:20px;"> <td style="border-left:1px solid #000000;overflow:hidden;padding:0px 3px 0px 3px;vertical-align:bottom;"></td> <td style="overflow:hidden;padding:0px 3px 0px 3px;vertical-align:bottom;"></td> <td data-sheets-value='{"1":2,"2":"Opal (A/O)"}' style="overflow:hidden;padding:0px 3px 0px 3px;vertical-align:bottom;">Opal (A/O)</td> <td data-sheets-numberformat='{"1":2,"2":"0.00","3":1}' data-sheets-value='{"1":3,"3":0.98}' style="overflow:hidden;padding:0px 3px 0px 3px;vertical-align:bottom;text-align:center;">0.98</td> <td data-sheets-numberformat='{"1":2,"2":"0","3":1}' data-sheets-value='{"1":3,"3":29.93}' style="overflow:hidden;padding:0px 3px 0px 3px;vertical-align:bottom;text-align:center;">30</td> <td data-sheets-numberformat='{"1":2,"2":"0","3":1}' data-sheets-value='{"1":3,"3":41.580000000000005}' style="overflow:hidden;padding:0px 3px 0px 3px;vertical-align:bottom;text-align:center;">42</td> <td data-sheets-value='{"1":3,"3":26}' style="border-right:1px solid #000000;overflow:hidden;padding:0px 3px 0px 3px;vertical-align:bottom;text-align:center;">26</td> </tr> <tr style="height:20px;"> <td style="border-bottom:1px solid #000000;border-left:1px solid #000000;overflow:hidden;padding:0px 3px 0px 3px;vertical-align:bottom;"></td> <td style="border-bottom:1px solid #000000;overflow:hidden;padding:0px 3px 0px 3px;vertical-align:bottom;"></td> <td data-sheets-value='{"1":2,"2":"Opal (A/D)"}' style="border-bottom:1px solid #000000;overflow:hidden;padding:0px 3px 0px 3px;vertical-align:bottom;">Opal (A/D)</td> <td data-sheets-numberformat='{"1":2,"2":"0.00","3":1}' data-sheets-value='{"1":3,"3":0.98}' style="border-bottom:1px solid #000000;overflow:hidden;padding:0px 3px 0px 3px;vertical-align:bottom;text-align:center;">0.98</td> <td data-sheets-numberformat='{"1":2,"2":"0","3":1}' data-sheets-value='{"1":3,"3":20.91}' style="border-bottom:1px solid #000000;overflow:hidden;padding:0px 3px 0px 3px;vertical-align:bottom;text-align:center;">21</td> <td data-sheets-numberformat='{"1":2,"2":"0","3":1}' data-sheets-value='{"1":3,"3":33}' style="border-bottom:1px solid #000000;overflow:hidden;padding:0px 3px 0px 3px;vertical-align:bottom;text-align:center;">33</td> <td data-sheets-value='{"1":3,"3":26}' style="border-right:1px solid #000000;border-bottom:1px solid #000000;overflow:hidden;padding:0px 3px 0px 3px;vertical-align:bottom;text-align:center;">26</td> </tr> <tr style="height:20px;"> <td data-sheets-value='{"1":2,"2":"Polycarbonate"}' style="border-left:1px solid #000000;overflow:hidden;padding:0px 3px 0px 3px;vertical-align:bottom;">Polycarbonate</td> <td data-sheets-value='{"1":2,"2":"EW"}' style="overflow:hidden;padding:0px 3px 0px 3px;vertical-align:bottom;">EW</td> <td data-sheets-value='{"1":2,"2":"Heatstop Opal (T)"}' style="overflow:hidden;padding:0px 3px 0px 3px;vertical-align:bottom;">Heatstop Opal (T)</td> <td data-sheets-numberformat='{"1":2,"2":"0.00","3":1}' data-sheets-value='{"1":3,"3":1.19}' style="overflow:hidden;padding:0px 3px 0px 3px;vertical-align:bottom;text-align:center;">1.19</td> <td data-sheets-numberformat='{"1":2,"2":"0","3":1}' data-sheets-value='{"1":3,"3":20.09}' style="overflow:hidden;padding:0px 3px 0px 3px;vertical-align:bottom;text-align:center;">20</td> <td data-sheets-numberformat='{"1":2,"2":"0","3":1}' data-sheets-value='{"1":3,"3":38.940000000000005}' style="overflow:hidden;padding:0px 3px 0px 3px;vertical-align:bottom;text-align:center;">39</td> <td data-sheets-value='{"1":3,"3":24}' style="border-right:1px solid #000000;overflow:hidden;padding:0px 3px 0px 3px;vertical-align:bottom;text-align:center;">24</td> </tr> <tr style="height:20px;"> <td data-sheets-value='{"1":2,"2":"Heatstop PC"}' style="border-left:1px solid #000000;overflow:hidden;padding:0px 3px 0px 3px;vertical-align:bottom;">Heatstop PC</td> <td data-sheets-value='{"1":2,"2":"DW"}' style="overflow:hidden;padding:0px 3px 0px 3px;vertical-align:bottom;">DW</td> <td data-sheets-value='{"1":2,"2":"Clear (T/H)"}' style="overflow:hidden;padding:0px 3px 0px 3px;vertical-align:bottom;">Clear (T/H)</td> <td data-sheets-numberformat='{"1":2,"2":"0.00","3":1}' data-sheets-value='{"1":3,"3":0.98}' style="overflow:hidden;padding:0px 3px 0px 3px;vertical-align:bottom;text-align:center;">0.98</td> <td data-sheets-numberformat='{"1":2,"2":"0","3":1}' data-sheets-value='{"1":3,"3":18.04}' style="overflow:hidden;padding:0px 3px 0px 3px;vertical-align:bottom;text-align:center;">18</td> <td data-sheets-numberformat='{"1":2,"2":"0","3":1}' data-sheets-value='{"1":3,"3":33.660000000000004}' style="overflow:hidden;padding:0px 3px 0px 3px;vertical-align:bottom;text-align:center;">34</td> <td data-sheets-value='{"1":3,"3":26}' style="border-right:1px solid #000000;overflow:hidden;padding:0px 3px 0px 3px;vertical-align:bottom;text-align:center;">26</td> </tr> <tr style="height:20px;"> <td style="border-bottom:1px solid #000000;border-left:1px solid #000000;overflow:hidden;padding:0px 3px 0px 3px;vertical-align:bottom;"></td> <td style="border-bottom:1px solid #000000;overflow:hidden;padding:0px 3px 0px 3px;vertical-align:bottom;"></td> <td data-sheets-value='{"1":2,"2":"Opal (T/O)"}' style="border-bottom:1px solid #000000;overflow:hidden;padding:0px 3px 0px 3px;vertical-align:bottom;">Opal (T/O)</td> <td data-sheets-numberformat='{"1":2,"2":"0.00","3":1}' data-sheets-value='{"1":3,"3":0.98}' style="border-bottom:1px solid #000000;overflow:hidden;padding:0px 3px 0px 3px;vertical-align:bottom;text-align:center;">0.98</td> <td data-sheets-numberformat='{"1":2,"2":"0","3":1}' data-sheets-value='{"1":3,"3":16.81}' style="border-bottom:1px solid #000000;overflow:hidden;padding:0px 3px 0px 3px;vertical-align:bottom;text-align:center;">17</td> <td data-sheets-numberformat='{"1":2,"2":"0","3":1}' data-sheets-value='{"1":3,"3":29.700000000000003}' style="border-bottom:1px solid #000000;overflow:hidden;padding:0px 3px 0px 3px;vertical-align:bottom;text-align:center;">30</td> <td data-sheets-value='{"1":3,"3":26}' style="border-right:1px solid #000000;border-bottom:1px solid #000000;overflow:hidden;padding:0px 3px 0px 3px;vertical-align:bottom;text-align:center;">26</td> </tr> </tbody></table> | skylux-160-ce-met-koepel-en-polyester-opstand-30-20-met-lm-motor-en-pvc-raam-type-ep25-1600-x-2800-mm | 8586012688717 | 46872311136589
Smoke and heat exhaust (SHEV) | SHE system | Skylux | Skylux 160° CE with skylight and polyester curb 30/20 with double LM-actuator and spoiler - iDome 0800 x 1300 mm |  | 94850 | 5412970948506 | 7117.25 | Yes | 30-45 | 121.48 | 800 x 1300 mm | 1300 | 800 |  | polyester 30/20 (30 cm high & roof opening = 20 cm larger than daylight size) | Rectangular | 0.93 W/m²K | 46% - 31% | 68% - 37% | 40dB | 160° CE (for industry) | iDome | with spoiler | E | Double actuator | Maximum single-walled skylight possible for this product | Number of walls Double glazing+ plastic skylight (max. single-walled) Insulation value (Ug-value) 0.93 W/m²K in combination with a single-walled skylight Burglar-resistant Yes Fall-through safety Only in combination with a polycarbonate plastic skylight Acoustic value Rw 40 dB LT-value 68% in combination with a single-walled clear acrylic skylight 62% in combination with a single-walled opal acrylic skylight 66% in combination with a single-walled clear polycarbonate skylight 44% in combination with a single-walled opal polycarbonate skylight g-value 46% in combination with a single-walled clear acrylic skylight 40% in combination with a single-walled opal acrylic skylight 44% in combination with a single-walled clear polycarbonate skylight 32% in combination with a single-walled opal polycarbonate skylight Shape Spherical Guarantee 10 years | https://skylux.eu/en/products/skylux-160-ce-met-koepel-en-polyester-opstand-30-20-met-lm-motor-en-windvang-idome-0800-x-1300-mm | https://skylux.eu/cdn/shop/files/Skylux-160deg-CE-met-koepel-en-polyester-opstand-3020-met-dubbele-LM-motor-en-windvang-iDome-0800-x-1300-mm-RWA-systeem.jpg?v=1702978534&width=1600 | https://skylux.eu/cdn/shop/files/e5a82811-1bb0-48e4-a776-cacb59c7c092_f029a504-2cb5-4725-8e5a-541a423c947f.jpg?v=1688550671&width=1600 | //skylux.eu/cdn/shop/files/E_MH_Mounting_instructions_Skylux_160_CE_LM.pdf?v=12406716259046007223 | //skylux.eu/cdn/shop/files/E_TD_Technical_File_Skylux_Skylux_160_CE_Electric.pdf?v=3667116872303399239 | <table><tbody> <tr> <td>Number of walls</td> <td>Double glazing+ plastic skylight (max. single-walled)</td> </tr> <tr> <td>Insulation value (Ug-value)</td> <td>0.93 W/m²K in combination with a single-walled skylight</td> </tr> <tr> <td>Burglar-resistant</td> <td>Yes</td> </tr> <tr> <td>Fall-through safety</td> <td>Only in combination with a <a href="">polycarbonate plastic skylight</a> </td> </tr> <tr> <td>Acoustic value Rw</td> <td>40 dB</td> </tr> <tr> <td>LT-value</td> <td> <p>68% in combination with a single-walled clear acrylic skylight<br> 62% in combination with a single-walled opal acrylic skylight<br> 66% in combination with a single-walled clear polycarbonate skylight<br> 44% in combination with a single-walled opal polycarbonate skylight</p> </td> </tr> <tr> <td>g-value</td> <td>46% in combination with a single-walled clear acrylic skylight<br> 40% in combination with a single-walled opal acrylic skylight<br> 44% in combination with a single-walled clear polycarbonate skylight<br> 32% in combination with a single-walled opal polycarbonate skylight</td> </tr> <tr> <td>Shape</td> <td>Spherical</td> </tr> <tr> <td>Guarantee</td> <td>10 years</td> </tr> </tbody></table> | skylux-160-ce-met-koepel-en-polyester-opstand-30-20-met-lm-motor-en-windvang-idome-0800-x-1300-mm | 8586015506765 | 46872316870989
Smoke and heat exhaust (SHEV) | SHE system | Skylux | Skylux 160° CE with skylight and polyester curb 30/20 with double LM-actuator and spoiler - iDome 0900 x 0900 mm |  | 94844 | 5412970948445 | 6864.35 | Yes | 30-45 | 109.29 | 900 x 900 mm | 900 | 900 |  | polyester 30/20 (30 cm high & roof opening = 20 cm larger than daylight size) | Square | 0.93 W/m²K | 46% - 31% | 68% - 37% | 40dB | 160° CE (for industry) | iDome | with spoiler | E | Double actuator | Maximum single-walled skylight possible for this product | Number of walls Double glazing+ plastic skylight (max. single-walled) Insulation value (Ug-value) 0.93 W/m²K in combination with a single-walled skylight Burglar-resistant Yes Fall-through safety Only in combination with a polycarbonate plastic skylight Acoustic value Rw 40 dB LT-value 68% in combination with a single-walled clear acrylic skylight 62% in combination with a single-walled opal acrylic skylight 66% in combination with a single-walled clear polycarbonate skylight 44% in combination with a single-walled opal polycarbonate skylight g-value 46% in combination with a single-walled clear acrylic skylight 40% in combination with a single-walled opal acrylic skylight 44% in combination with a single-walled clear polycarbonate skylight 32% in combination with a single-walled opal polycarbonate skylight Shape Spherical Guarantee 10 years | https://skylux.eu/en/products/skylux-160-ce-met-koepel-en-polyester-opstand-30-20-met-lm-motor-en-windvang-idome-0900-x-0900-mm | https://skylux.eu/cdn/shop/files/Skylux-160deg-CE-met-koepel-en-polyester-opstand-3020-met-dubbele-LM-motor-en-windvang-iDome-0900-x-0900-mm-RWA-systeem.jpg?v=1702978539&width=1600 | https://skylux.eu/cdn/shop/files/e5a82811-1bb0-48e4-a776-cacb59c7c092_a9e91cdd-1784-4ef5-9d49-44fc065baea4.jpg?v=1688550673&width=1600 | //skylux.eu/cdn/shop/files/E_MH_Mounting_instructions_Skylux_160_CE_LM.pdf?v=12406716259046007223 | //skylux.eu/cdn/shop/files/E_TD_Technical_File_Skylux_Skylux_160_CE_Electric.pdf?v=3667116872303399239 | <table><tbody> <tr> <td>Number of walls</td> <td>Double glazing+ plastic skylight (max. single-walled)</td> </tr> <tr> <td>Insulation value (Ug-value)</td> <td>0.93 W/m²K in combination with a single-walled skylight</td> </tr> <tr> <td>Burglar-resistant</td> <td>Yes</td> </tr> <tr> <td>Fall-through safety</td> <td>Only in combination with a <a href="">polycarbonate plastic skylight</a> </td> </tr> <tr> <td>Acoustic value Rw</td> <td>40 dB</td> </tr> <tr> <td>LT-value</td> <td> <p>68% in combination with a single-walled clear acrylic skylight<br> 62% in combination with a single-walled opal acrylic skylight<br> 66% in combination with a single-walled clear polycarbonate skylight<br> 44% in combination with a single-walled opal polycarbonate skylight</p> </td> </tr> <tr> <td>g-value</td> <td>46% in combination with a single-walled clear acrylic skylight<br> 40% in combination with a single-walled opal acrylic skylight<br> 44% in combination with a single-walled clear polycarbonate skylight<br> 32% in combination with a single-walled opal polycarbonate skylight</td> </tr> <tr> <td>Shape</td> <td>Spherical</td> </tr> <tr> <td>Guarantee</td> <td>10 years</td> </tr> </tbody></table> | skylux-160-ce-met-koepel-en-polyester-opstand-30-20-met-lm-motor-en-windvang-idome-0900-x-0900-mm | 8586015572301 | 46872317133133
Smoke and heat exhaust (SHEV) | SHE system | Skylux | Skylux 160° CE with skylight and polyester curb 30/20 with double LM-actuator and spoiler - iDome 1000 x 2000 mm |  | 94852 | 5412970948520 | 8672.1 | Yes | 30-45 | 174.86 | 1000 x 2000 mm | 2000 | 1000 |  | polyester 30/20 (30 cm high & roof opening = 20 cm larger than daylight size) | Rectangular | 0.93 W/m²K | 46% - 31% | 68% - 37% | 40dB | 160° CE (for industry) | iDome | with spoiler | E | Double actuator | Maximum single-walled skylight possible for this product | Number of walls Double glazing+ plastic skylight (max. single-walled) Insulation value (Ug-value) 0.93 W/m²K in combination with a single-walled skylight Burglar-resistant Yes Fall-through safety Only in combination with a polycarbonate plastic skylight Acoustic value Rw 40 dB LT-value 68% in combination with a single-walled clear acrylic skylight 62% in combination with a single-walled opal acrylic skylight 66% in combination with a single-walled clear polycarbonate skylight 44% in combination with a single-walled opal polycarbonate skylight g-value 46% in combination with a single-walled clear acrylic skylight 40% in combination with a single-walled opal acrylic skylight 44% in combination with a single-walled clear polycarbonate skylight 32% in combination with a single-walled opal polycarbonate skylight Shape Spherical Guarantee 10 years | https://skylux.eu/en/products/skylux-160-ce-met-koepel-en-polyester-opstand-30-20-met-lm-motor-en-windvang-idome-1000-x-2000-mm | https://skylux.eu/cdn/shop/files/Skylux-160deg-CE-met-koepel-en-polyester-opstand-3020-met-dubbele-LM-motor-en-windvang-iDome-1000-x-2000-mm-RWA-systeem.jpg?v=1702978555&width=1600 | https://skylux.eu/cdn/shop/files/e5a82811-1bb0-48e4-a776-cacb59c7c092_8de57843-e296-4bfb-80a1-8cba2ec3e799.jpg?v=1688550677&width=1600 | //skylux.eu/cdn/shop/files/E_MH_Mounting_instructions_Skylux_160_CE_LM.pdf?v=12406716259046007223 | //skylux.eu/cdn/shop/files/E_TD_Technical_File_Skylux_Skylux_160_CE_Electric.pdf?v=3667116872303399239 | <table><tbody> <tr> <td>Number of walls</td> <td>Double glazing+ plastic skylight (max. single-walled)</td> </tr> <tr> <td>Insulation value (Ug-value)</td> <td>0.93 W/m²K in combination with a single-walled skylight</td> </tr> <tr> <td>Burglar-resistant</td> <td>Yes</td> </tr> <tr> <td>Fall-through safety</td> <td>Only in combination with a <a href="">polycarbonate plastic skylight</a> </td> </tr> <tr> <td>Acoustic value Rw</td> <td>40 dB</td> </tr> <tr> <td>LT-value</td> <td> <p>68% in combination with a single-walled clear acrylic skylight<br> 62% in combination with a single-walled opal acrylic skylight<br> 66% in combination with a single-walled clear polycarbonate skylight<br> 44% in combination with a single-walled opal polycarbonate skylight</p> </td> </tr> <tr> <td>g-value</td> <td>46% in combination with a single-walled clear acrylic skylight<br> 40% in combination with a single-walled opal acrylic skylight<br> 44% in combination with a single-walled clear polycarbonate skylight<br> 32% in combination with a single-walled opal polycarbonate skylight</td> </tr> <tr> <td>Shape</td> <td>Spherical</td> </tr> <tr> <td>Guarantee</td> <td>10 years</td> </tr> </tbody></table> | skylux-160-ce-met-koepel-en-polyester-opstand-30-20-met-lm-motor-en-windvang-idome-1000-x-2000-mm | 8586015736141 | 46872317460813
Smoke and heat exhaust (SHEV) | SHE system | Skylux | Skylux 160° CE with skylight and polyester curb 30/20 with double LM-actuator and spoiler - iDome 1200 x 1200 mm |  | 94846 | 5412970948469 | 7834.75 | Yes | 30-45 | 141.84 | 1200 x 1200 mm | 1200 | 1200 |  | polyester 30/20 (30 cm high & roof opening = 20 cm larger than daylight size) | Square | 0.93 W/m²K | 46% - 31% | 68% - 37% | 40dB | 160° CE (for industry) | iDome | with spoiler | E | Double actuator | Maximum single-walled skylight possible for this product | Number of walls Double glazing+ plastic skylight (max. single-walled) Insulation value (Ug-value) 0.93 W/m²K in combination with a single-walled skylight Burglar-resistant Yes Fall-through safety Only in combination with a polycarbonate plastic skylight Acoustic value Rw 40 dB LT-value 68% in combination with a single-walled clear acrylic skylight 62% in combination with a single-walled opal acrylic skylight 66% in combination with a single-walled clear polycarbonate skylight 44% in combination with a single-walled opal polycarbonate skylight g-value 46% in combination with a single-walled clear acrylic skylight 40% in combination with a single-walled opal acrylic skylight 44% in combination with a single-walled clear polycarbonate skylight 32% in combination with a single-walled opal polycarbonate skylight Shape Spherical Guarantee 10 years | https://skylux.eu/en/products/skylux-160-ce-met-koepel-en-polyester-opstand-30-20-met-lm-motor-en-windvang-idome-1200-x-1200-mm | https://skylux.eu/cdn/shop/files/Skylux-160deg-CE-met-koepel-en-polyester-opstand-3020-met-dubbele-LM-motor-en-windvang-iDome-1200-x-1200-mm-RWA-systeem.jpg?v=1702978560&width=1600 | https://skylux.eu/cdn/shop/files/e5a82811-1bb0-48e4-a776-cacb59c7c092_048566c6-d514-4a2b-9802-8541b12bc3bd.jpg?v=1688550679&width=1600 | //skylux.eu/cdn/shop/files/E_MH_Mounting_instructions_Skylux_160_CE_LM.pdf?v=12406716259046007223 | //skylux.eu/cdn/shop/files/E_TD_Technical_File_Skylux_Skylux_160_CE_Electric.pdf?v=3667116872303399239 | <table><tbody> <tr> <td>Number of walls</td> <td>Double glazing+ plastic skylight (max. single-walled)</td> </tr> <tr> <td>Insulation value (Ug-value)</td> <td>0.93 W/m²K in combination with a single-walled skylight</td> </tr> <tr> <td>Burglar-resistant</td> <td>Yes</td> </tr> <tr> <td>Fall-through safety</td> <td>Only in combination with a <a href="">polycarbonate plastic skylight</a> </td> </tr> <tr> <td>Acoustic value Rw</td> <td>40 dB</td> </tr> <tr> <td>LT-value</td> <td> <p>68% in combination with a single-walled clear acrylic skylight<br> 62% in combination with a single-walled opal acrylic skylight<br> 66% in combination with a single-walled clear polycarbonate skylight<br> 44% in combination with a single-walled opal polycarbonate skylight</p> </td> </tr> <tr> <td>g-value</td> <td>46% in combination with a single-walled clear acrylic skylight<br> 40% in combination with a single-walled opal acrylic skylight<br> 44% in combination with a single-walled clear polycarbonate skylight<br> 32% in combination with a single-walled opal polycarbonate skylight</td> </tr> <tr> <td>Shape</td> <td>Spherical</td> </tr> <tr> <td>Guarantee</td> <td>10 years</td> </tr> </tbody></table> | skylux-160-ce-met-koepel-en-polyester-opstand-30-20-met-lm-motor-en-windvang-idome-1200-x-1200-mm | 8586015768909 | 46872317526349
Smoke and heat exhaust (SHEV) | SHE system | Skylux | Skylux 160° CE with skylight and polyester curb 30/20 with double LM-actuator and spoiler - iDome 1300 x 1300 mm |  | 94847 | 5412970948476 | 8069.5 | Yes | 30-45 | 153.82 | 1300 x 1300 mm | 1300 | 1300 |  | polyester 30/20 (30 cm high & roof opening = 20 cm larger than daylight size) | Square | 0.93 W/m²K | 46% - 31% | 68% - 37% | 40dB | 160° CE (for industry) | iDome | with spoiler | E | Double actuator | Maximum single-walled skylight possible for this product | Number of walls Double glazing+ plastic skylight (max. single-walled) Insulation value (Ug-value) 0.93 W/m²K in combination with a single-walled skylight Burglar-resistant Yes Fall-through safety Only in combination with a polycarbonate plastic skylight Acoustic value Rw 40 dB LT-value 68% in combination with a single-walled clear acrylic skylight 62% in combination with a single-walled opal acrylic skylight 66% in combination with a single-walled clear polycarbonate skylight 44% in combination with a single-walled opal polycarbonate skylight g-value 46% in combination with a single-walled clear acrylic skylight 40% in combination with a single-walled opal acrylic skylight 44% in combination with a single-walled clear polycarbonate skylight 32% in combination with a single-walled opal polycarbonate skylight Shape Spherical Guarantee 10 years | https://skylux.eu/en/products/skylux-160-ce-met-koepel-en-polyester-opstand-30-20-met-lm-motor-en-windvang-idome-1300-x-1300-mm | https://skylux.eu/cdn/shop/files/Skylux-160deg-CE-met-koepel-en-polyester-opstand-3020-met-dubbele-LM-motor-en-windvang-iDome-1300-x-1300-mm-RWA-systeem.jpg?v=1702978566&width=1600 | https://skylux.eu/cdn/shop/files/e5a82811-1bb0-48e4-a776-cacb59c7c092_3fb88146-c000-4790-a74f-e1ff02c965fc.jpg?v=1688550681&width=1600 | //skylux.eu/cdn/shop/files/E_MH_Mounting_instructions_Skylux_160_CE_LM.pdf?v=12406716259046007223 | //skylux.eu/cdn/shop/files/E_TD_Technical_File_Skylux_Skylux_160_CE_Electric.pdf?v=3667116872303399239 | <table><tbody> <tr> <td>Number of walls</td> <td>Double glazing+ plastic skylight (max. single-walled)</td> </tr> <tr> <td>Insulation value (Ug-value)</td> <td>0.93 W/m²K in combination with a single-walled skylight</td> </tr> <tr> <td>Burglar-resistant</td> <td>Yes</td> </tr> <tr> <td>Fall-through safety</td> <td>Only in combination with a <a href="">polycarbonate plastic skylight</a> </td> </tr> <tr> <td>Acoustic value Rw</td> <td>40 dB</td> </tr> <tr> <td>LT-value</td> <td> <p>68% in combination with a single-walled clear acrylic skylight<br> 62% in combination with a single-walled opal acrylic skylight<br> 66% in combination with a single-walled clear polycarbonate skylight<br> 44% in combination with a single-walled opal polycarbonate skylight</p> </td> </tr> <tr> <td>g-value</td> <td>46% in combination with a single-walled clear acrylic skylight<br> 40% in combination with a single-walled opal acrylic skylight<br> 44% in combination with a single-walled clear polycarbonate skylight<br> 32% in combination with a single-walled opal polycarbonate skylight</td> </tr> <tr> <td>Shape</td> <td>Spherical</td> </tr> <tr> <td>Guarantee</td> <td>10 years</td> </tr> </tbody></table> | skylux-160-ce-met-koepel-en-polyester-opstand-30-20-met-lm-motor-en-windvang-idome-1300-x-1300-mm | 8586015867213 | 46872317624653
Smoke and heat exhaust (SHEV) | SHE system | Skylux | Skylux 160° CE with skylight and polyester curb 30/20 with double LM-actuator and spoiler - iDome 1400 x 1400 mm |  | 94848 | 5412970948483 | 8606.75 | Yes | 30-45 | 168.63 | 1400 x 1400 mm | 1400 | 1400 |  | polyester 30/20 (30 cm high & roof opening = 20 cm larger than daylight size) | Square | 0.93 W/m²K | 46% - 31% | 68% - 37% | 40dB | 160° CE (for industry) | iDome | with spoiler | E | Double actuator | Maximum single-walled skylight possible for this product | Number of walls Double glazing+ plastic skylight (max. single-walled) Insulation value (Ug-value) 0.93 W/m²K in combination with a single-walled skylight Burglar-resistant Yes Fall-through safety Only in combination with a polycarbonate plastic skylight Acoustic value Rw 40 dB LT-value 68% in combination with a single-walled clear acrylic skylight 62% in combination with a single-walled opal acrylic skylight 66% in combination with a single-walled clear polycarbonate skylight 44% in combination with a single-walled opal polycarbonate skylight g-value 46% in combination with a single-walled clear acrylic skylight 40% in combination with a single-walled opal acrylic skylight 44% in combination with a single-walled clear polycarbonate skylight 32% in combination with a single-walled opal polycarbonate skylight Shape Spherical Guarantee 10 years | https://skylux.eu/en/products/skylux-160-ce-met-koepel-en-polyester-opstand-30-20-met-lm-motor-en-windvang-idome-1400-x-1400-mm | https://skylux.eu/cdn/shop/files/Skylux-160deg-CE-met-koepel-en-polyester-opstand-3020-met-dubbele-LM-motor-en-windvang-iDome-1400-x-1400-mm-RWA-systeem.jpg?v=1702978572&width=1600 | https://skylux.eu/cdn/shop/files/e5a82811-1bb0-48e4-a776-cacb59c7c092_5ab899c6-d1a2-4b8f-80ab-f84d761f18ed.jpg?v=1688550683&width=1600 | //skylux.eu/cdn/shop/files/E_MH_Mounting_instructions_Skylux_160_CE_LM.pdf?v=12406716259046007223 | //skylux.eu/cdn/shop/files/E_TD_Technical_File_Skylux_Skylux_160_CE_Electric.pdf?v=3667116872303399239 | <table><tbody> <tr> <td>Number of walls</td> <td>Double glazing+ plastic skylight (max. single-walled)</td> </tr> <tr> <td>Insulation value (Ug-value)</td> <td>0.93 W/m²K in combination with a single-walled skylight</td> </tr> <tr> <td>Burglar-resistant</td> <td>Yes</td> </tr> <tr> <td>Fall-through safety</td> <td>Only in combination with a <a href="">polycarbonate plastic skylight</a> </td> </tr> <tr> <td>Acoustic value Rw</td> <td>40 dB</td> </tr> <tr> <td>LT-value</td> <td> <p>68% in combination with a single-walled clear acrylic skylight<br> 62% in combination with a single-walled opal acrylic skylight<br> 66% in combination with a single-walled clear polycarbonate skylight<br> 44% in combination with a single-walled opal polycarbonate skylight</p> </td> </tr> <tr> <td>g-value</td> <td>46% in combination with a single-walled clear acrylic skylight<br> 40% in combination with a single-walled opal acrylic skylight<br> 44% in combination with a single-walled clear polycarbonate skylight<br> 32% in combination with a single-walled opal polycarbonate skylight</td> </tr> <tr> <td>Shape</td> <td>Spherical</td> </tr> <tr> <td>Guarantee</td> <td>10 years</td> </tr> </tbody></table> | skylux-160-ce-met-koepel-en-polyester-opstand-30-20-met-lm-motor-en-windvang-idome-1400-x-1400-mm | 8586015965517 | 46872318214477
Smoke and heat exhaust (SHEV) | SHE system | Skylux | Skylux 160° CE with skylight and polyester curb 30/20 with double LM-actuator and spoiler - iWindow2 0800 x 1300 mm |  | 94859 | 5412970948599 | 7051.9 | Yes | 30-45 | 130.68 | 800 x 1300 mm | 1300 | 800 |  | polyester 30/20 (30 cm high & roof opening = 20 cm larger than daylight size) | Rectangular | 1.00 W/m²K | 52% | 75% | 39dB | 160° CE (for industry) | iWindow2 | with spoiler | E | Double actuator |  | Material Clear Number of walls Double-walled Insulation value (Ug-value) 1 W/m²K Acoustic value Rw 39 dB Fall-through safety Yes LT-value 75 % g-value 52 % Weight 44 kg/m² Guarantee 10 years | https://skylux.eu/en/products/skylux-160-ce-met-koepel-en-polyester-opstand-30-20-met-lm-motor-en-windvang-iwindow2-0800-x-1300-mm | https://skylux.eu/cdn/shop/files/Skylux-160deg-CE-met-koepel-en-polyester-opstand-3020-met-dubbele-LM-motor-en-windvang-iWindow2-0800-x-1300-mm-RWA-systeem.jpg?v=1702978583&width=1600 | https://skylux.eu/cdn/shop/files/e5a82811-1bb0-48e4-a776-cacb59c7c092_382cd5fa-efa5-4ce3-85aa-b5a1a3b9a78b.jpg?v=1688550686&width=1600 | //skylux.eu/cdn/shop/files/E_MH_Mounting_instructions_Skylux_160_CE_LM.pdf?v=12406716259046007223 | //skylux.eu/cdn/shop/files/E_TD_Technical_File_Skylux_Skylux_160_CE_Electric.pdf?v=3667116872303399239 | <table data-mce-selected="1"><tbody> <tr> <td data-mce-selected="1">Material<br> </td> <td data-mce-selected="1">Clear<br> </td> </tr> <tr> <td data-mce-selected="1"> <span class="text">Number of walls</span><br> </td> <td data-mce-selected="1">Double-walled<br> </td> </tr> <tr> <td data-mce-selected="1"> <div class="product-specification-name"> <div class="d-flex align-items-center"><span class="text">Insulation value (Ug-value)</span></div> </div> </td> <td data-mce-selected="1">1 W/m²K<br> </td> </tr> <tr> <td data-mce-selected="1">Acoustic value Rw<br> </td> <td data-mce-selected="1">39 dB<br> </td> </tr> <tr> <td data-mce-selected="1">Fall-through safety<br> </td> <td data-mce-selected="1">Yes</td> </tr> <tr> <td data-mce-selected="1">LT-value<br> </td> <td data-mce-selected="1">75 %<br> </td> </tr> <tr> <td data-mce-selected="1"> <span class="text">g-value</span><br> </td> <td data-mce-selected="1">52 %<br> </td> </tr> <tr> <td data-mce-selected="1">Weight<br> </td> <td data-mce-selected="1">44 kg/m²<br> </td> </tr> <tr> <td data-mce-selected="1"> <span class="text">Guarantee</span><br> </td> <td data-mce-selected="1">10 years</td> </tr> </tbody></table> | skylux-160-ce-met-koepel-en-polyester-opstand-30-20-met-lm-motor-en-windvang-iwindow2-0800-x-1300-mm | 8586016063821 | 46872318345549
Smoke and heat exhaust (SHEV) | SHE system | Skylux | Skylux 160° CE with skylight and polyester curb 30/20 with double LM-actuator and spoiler - iWindow2 0900 x 0900 mm |  | 94853 | 5412970948537 | 6801.45 | Yes | 30-45 | 116.77 | 900 x 900 mm | 900 | 900 |  | polyester 30/20 (30 cm high & roof opening = 20 cm larger than daylight size) | Square | 1.00 W/m²K | 52% | 75% | 39dB | 160° CE (for industry) | iWindow2 | with spoiler | E | Double actuator |  | Material Clear Number of walls Double-walled Insulation value (Ug-value) 1 W/m²K Acoustic value Rw 39 dB Fall-through safety Yes LT-value 75 % g-value 52 % Weight 44 kg/m² Guarantee 10 years | https://skylux.eu/en/products/skylux-160-ce-met-koepel-en-polyester-opstand-30-20-met-lm-motor-en-windvang-iwindow2-0900-x-0900-mm | https://skylux.eu/cdn/shop/files/Skylux-160deg-CE-met-koepel-en-polyester-opstand-3020-met-dubbele-LM-motor-en-windvang-iWindow2-0900-x-0900-mm-RWA-systeem.jpg?v=1702978588&width=1600 | https://skylux.eu/cdn/shop/files/e5a82811-1bb0-48e4-a776-cacb59c7c092_f23c9fb8-5a70-4529-976f-3638e7ff45ec.jpg?v=1688550688&width=1600 | //skylux.eu/cdn/shop/files/E_MH_Mounting_instructions_Skylux_160_CE_LM.pdf?v=12406716259046007223 | //skylux.eu/cdn/shop/files/E_TD_Technical_File_Skylux_Skylux_160_CE_Electric.pdf?v=3667116872303399239 | <table data-mce-selected="1"><tbody> <tr> <td data-mce-selected="1">Material<br> </td> <td data-mce-selected="1">Clear<br> </td> </tr> <tr> <td data-mce-selected="1"> <span class="text">Number of walls</span><br> </td> <td data-mce-selected="1">Double-walled<br> </td> </tr> <tr> <td data-mce-selected="1"> <div class="product-specification-name"> <div class="d-flex align-items-center"><span class="text">Insulation value (Ug-value)</span></div> </div> </td> <td data-mce-selected="1">1 W/m²K<br> </td> </tr> <tr> <td data-mce-selected="1">Acoustic value Rw<br> </td> <td data-mce-selected="1">39 dB<br> </td> </tr> <tr> <td data-mce-selected="1">Fall-through safety<br> </td> <td data-mce-selected="1">Yes</td> </tr> <tr> <td data-mce-selected="1">LT-value<br> </td> <td data-mce-selected="1">75 %<br> </td> </tr> <tr> <td data-mce-selected="1"> <span class="text">g-value</span><br> </td> <td data-mce-selected="1">52 %<br> </td> </tr> <tr> <td data-mce-selected="1">Weight<br> </td> <td data-mce-selected="1">44 kg/m²<br> </td> </tr> <tr> <td data-mce-selected="1"> <span class="text">Guarantee</span><br> </td> <td data-mce-selected="1">10 years</td> </tr> </tbody></table> | skylux-160-ce-met-koepel-en-polyester-opstand-30-20-met-lm-motor-en-windvang-iwindow2-0900-x-0900-mm | 8586016129357 | 46872318411085
Smoke and heat exhaust (SHEV) | SHE system | Skylux | Skylux 160° CE with skylight and polyester curb 30/20 with double LM-actuator and spoiler - iWindow2 1000 x 2000 mm |  | 94861 | 5412970948612 | 9058.1 | Yes | 30-45 | 199.37 | 1000 x 2000 mm | 2000 | 1000 |  | polyester 30/20 (30 cm high & roof opening = 20 cm larger than daylight size) | Rectangular | 1.00 W/m²K | 52% | 75% | 39dB | 160° CE (for industry) | iWindow2 | with spoiler | E | Double actuator |  | Material Clear Number of walls Double-walled Insulation value (Ug-value) 1 W/m²K Acoustic value Rw 39 dB Fall-through safety Yes LT-value 75 % g-value 52 % Weight 44 kg/m² Guarantee 10 years | https://skylux.eu/en/products/skylux-160-ce-met-koepel-en-polyester-opstand-30-20-met-lm-motor-en-windvang-iwindow2-1000-x-2000-mm | https://skylux.eu/cdn/shop/files/Skylux-160deg-CE-met-koepel-en-polyester-opstand-3020-met-dubbele-LM-motor-en-windvang-iWindow2-1000-x-2000-mm-RWA-systeem.jpg?v=1702978604&width=1600 | https://skylux.eu/cdn/shop/files/e5a82811-1bb0-48e4-a776-cacb59c7c092_65a54439-498f-4a76-a035-871f7f8b732e.jpg?v=1688550692&width=1600 | //skylux.eu/cdn/shop/files/E_MH_Mounting_instructions_Skylux_160_CE_LM.pdf?v=12406716259046007223 | //skylux.eu/cdn/shop/files/E_TD_Technical_File_Skylux_Skylux_160_CE_Electric.pdf?v=3667116872303399239 | <table data-mce-selected="1"><tbody> <tr> <td data-mce-selected="1">Material<br> </td> <td data-mce-selected="1">Clear<br> </td> </tr> <tr> <td data-mce-selected="1"> <span class="text">Number of walls</span><br> </td> <td data-mce-selected="1">Double-walled<br> </td> </tr> <tr> <td data-mce-selected="1"> <div class="product-specification-name"> <div class="d-flex align-items-center"><span class="text">Insulation value (Ug-value)</span></div> </div> </td> <td data-mce-selected="1">1 W/m²K<br> </td> </tr> <tr> <td data-mce-selected="1">Acoustic value Rw<br> </td> <td data-mce-selected="1">39 dB<br> </td> </tr> <tr> <td data-mce-selected="1">Fall-through safety<br> </td> <td data-mce-selected="1">Yes</td> </tr> <tr> <td data-mce-selected="1">LT-value<br> </td> <td data-mce-selected="1">75 %<br> </td> </tr> <tr> <td data-mce-selected="1"> <span class="text">g-value</span><br> </td> <td data-mce-selected="1">52 %<br> </td> </tr> <tr> <td data-mce-selected="1">Weight<br> </td> <td data-mce-selected="1">44 kg/m²<br> </td> </tr> <tr> <td data-mce-selected="1"> <span class="text">Guarantee</span><br> </td> <td data-mce-selected="1">10 years</td> </tr> </tbody></table> | skylux-160-ce-met-koepel-en-polyester-opstand-30-20-met-lm-motor-en-windvang-iwindow2-1000-x-2000-mm | 8586016260429 | 46872318607693
Smoke and heat exhaust (SHEV) | SHE system | Skylux | Skylux 160° CE with skylight and polyester curb 30/20 with double LM-actuator and spoiler - iWindow2 1200 x 1200 mm |  | 94855 | 5412970948551 | 7814.2 | Yes | 30-45 | 160.76 | 1200 x 1200 mm | 1200 | 1200 |  | polyester 30/20 (30 cm high & roof opening = 20 cm larger than daylight size) | Square | 1.00 W/m²K | 52% | 75% | 39dB | 160° CE (for industry) | iWindow2 | with spoiler | E | Double actuator |  | Material Clear Number of walls Double-walled Insulation value (Ug-value) 1 W/m²K Acoustic value Rw 39 dB Fall-through safety Yes LT-value 75 % g-value 52 % Weight 44 kg/m² Guarantee 10 years | https://skylux.eu/en/products/skylux-160-ce-met-koepel-en-polyester-opstand-30-20-met-lm-motor-en-windvang-iwindow2-1200-x-1200-mm | https://skylux.eu/cdn/shop/files/Skylux-160deg-CE-met-koepel-en-polyester-opstand-3020-met-dubbele-LM-motor-en-windvang-iWindow2-1200-x-1200-mm-RWA-systeem.jpg?v=1702978609&width=1600 | https://skylux.eu/cdn/shop/files/e5a82811-1bb0-48e4-a776-cacb59c7c092_8f5b34bb-7f5f-4063-9700-12d190984196.jpg?v=1688550694&width=1600 | //skylux.eu/cdn/shop/files/E_MH_Mounting_instructions_Skylux_160_CE_LM.pdf?v=12406716259046007223 | //skylux.eu/cdn/shop/files/E_TD_Technical_File_Skylux_Skylux_160_CE_Electric.pdf?v=3667116872303399239 | <table data-mce-selected="1"><tbody> <tr> <td data-mce-selected="1">Material<br> </td> <td data-mce-selected="1">Clear<br> </td> </tr> <tr> <td data-mce-selected="1"> <span class="text">Number of walls</span><br> </td> <td data-mce-selected="1">Double-walled<br> </td> </tr> <tr> <td data-mce-selected="1"> <div class="product-specification-name"> <div class="d-flex align-items-center"><span class="text">Insulation value (Ug-value)</span></div> </div> </td> <td data-mce-selected="1">1 W/m²K<br> </td> </tr> <tr> <td data-mce-selected="1">Acoustic value Rw<br> </td> <td data-mce-selected="1">39 dB<br> </td> </tr> <tr> <td data-mce-selected="1">Fall-through safety<br> </td> <td data-mce-selected="1">Yes</td> </tr> <tr> <td data-mce-selected="1">LT-value<br> </td> <td data-mce-selected="1">75 %<br> </td> </tr> <tr> <td data-mce-selected="1"> <span class="text">g-value</span><br> </td> <td data-mce-selected="1">52 %<br> </td> </tr> <tr> <td data-mce-selected="1">Weight<br> </td> <td data-mce-selected="1">44 kg/m²<br> </td> </tr> <tr> <td data-mce-selected="1"> <span class="text">Guarantee</span><br> </td> <td data-mce-selected="1">10 years</td> </tr> </tbody></table> | skylux-160-ce-met-koepel-en-polyester-opstand-30-20-met-lm-motor-en-windvang-iwindow2-1200-x-1200-mm | 8586016293197 | 46872318673229
Smoke and heat exhaust (SHEV) | SHE system | Skylux | Skylux 160° CE with skylight and polyester curb 30/20 with double LM-actuator and spoiler - iWindow2 1300 x 1300 mm |  | 94856 | 5412970948568 | 8042.9 | Yes | 30-45 | 175.59 | 1300 x 1300 mm | 1300 | 1300 |  | polyester 30/20 (30 cm high & roof opening = 20 cm larger than daylight size) | Square | 1.00 W/m²K | 52% | 75% | 39dB | 160° CE (for industry) | iWindow2 | with spoiler | E | Double actuator |  | Material Clear Number of walls Double-walled Insulation value (Ug-value) 1 W/m²K Acoustic value Rw 39 dB Fall-through safety Yes LT-value 75 % g-value 52 % Weight 44 kg/m² Guarantee 10 years | https://skylux.eu/en/products/skylux-160-ce-met-koepel-en-polyester-opstand-30-20-met-lm-motor-en-windvang-iwindow2-1300-x-1300-mm | https://skylux.eu/cdn/shop/files/Skylux-160deg-CE-met-koepel-en-polyester-opstand-3020-met-dubbele-LM-motor-en-windvang-iWindow2-1300-x-1300-mm-RWA-systeem.jpg?v=1702978615&width=1600 | https://skylux.eu/cdn/shop/files/e5a82811-1bb0-48e4-a776-cacb59c7c092_f20deeb3-74ed-4c56-9edc-c02fdeb3556e.jpg?v=1688550696&width=1600 | //skylux.eu/cdn/shop/files/E_MH_Mounting_instructions_Skylux_160_CE_LM.pdf?v=12406716259046007223 | //skylux.eu/cdn/shop/files/E_TD_Technical_File_Skylux_Skylux_160_CE_Electric.pdf?v=3667116872303399239 | <table data-mce-selected="1"><tbody> <tr> <td data-mce-selected="1">Material<br> </td> <td data-mce-selected="1">Clear<br> </td> </tr> <tr> <td data-mce-selected="1"> <span class="text">Number of walls</span><br> </td> <td data-mce-selected="1">Double-walled<br> </td> </tr> <tr> <td data-mce-selected="1"> <div class="product-specification-name"> <div class="d-flex align-items-center"><span class="text">Insulation value (Ug-value)</span></div> </div> </td> <td data-mce-selected="1">1 W/m²K<br> </td> </tr> <tr> <td data-mce-selected="1">Acoustic value Rw<br> </td> <td data-mce-selected="1">39 dB<br> </td> </tr> <tr> <td data-mce-selected="1">Fall-through safety<br> </td> <td data-mce-selected="1">Yes</td> </tr> <tr> <td data-mce-selected="1">LT-value<br> </td> <td data-mce-selected="1">75 %<br> </td> </tr> <tr> <td data-mce-selected="1"> <span class="text">g-value</span><br> </td> <td data-mce-selected="1">52 %<br> </td> </tr> <tr> <td data-mce-selected="1">Weight<br> </td> <td data-mce-selected="1">44 kg/m²<br> </td> </tr> <tr> <td data-mce-selected="1"> <span class="text">Guarantee</span><br> </td> <td data-mce-selected="1">10 years</td> </tr> </tbody></table> | skylux-160-ce-met-koepel-en-polyester-opstand-30-20-met-lm-motor-en-windvang-iwindow2-1300-x-1300-mm | 8586016325965 | 46872318738765
Smoke and heat exhaust (SHEV) | SHE system | Skylux | Skylux 160° CE with skylight and polyester curb 30/20 with double LM-actuator and spoiler - iWindow2 1400 x 1400 mm |  | 94857 | 5412970948575 | 8685.4 | Yes | 30-45 | 192.78 | 1400 x 1400 mm | 1400 | 1400 |  | polyester 30/20 (30 cm high & roof opening = 20 cm larger than daylight size) | Square | 1.00 W/m²K | 52% | 75% | 39dB | 160° CE (for industry) | iWindow2 | with spoiler | E | Double actuator |  | Material Clear Number of walls Double-walled Insulation value (Ug-value) 1 W/m²K Acoustic value Rw 39 dB Fall-through safety Yes LT-value 75 % g-value 52 % Weight 44 kg/m² Guarantee 10 years | https://skylux.eu/en/products/skylux-160-ce-met-koepel-en-polyester-opstand-30-20-met-lm-motor-en-windvang-iwindow2-1400-x-1400-mm | https://skylux.eu/cdn/shop/files/Skylux-160deg-CE-met-koepel-en-polyester-opstand-3020-met-dubbele-LM-motor-en-windvang-iWindow2-1400-x-1400-mm-RWA-systeem.jpg?v=1702978621&width=1600 | https://skylux.eu/cdn/shop/files/e5a82811-1bb0-48e4-a776-cacb59c7c092_23adad3e-234d-4411-8a75-f7c2a92ecd91.jpg?v=1688550698&width=1600 | //skylux.eu/cdn/shop/files/E_MH_Mounting_instructions_Skylux_160_CE_LM.pdf?v=12406716259046007223 | //skylux.eu/cdn/shop/files/E_TD_Technical_File_Skylux_Skylux_160_CE_Electric.pdf?v=3667116872303399239 | <table data-mce-selected="1"><tbody> <tr> <td data-mce-selected="1">Material<br> </td> <td data-mce-selected="1">Clear<br> </td> </tr> <tr> <td data-mce-selected="1"> <span class="text">Number of walls</span><br> </td> <td data-mce-selected="1">Double-walled<br> </td> </tr> <tr> <td data-mce-selected="1"> <div class="product-specification-name"> <div class="d-flex align-items-center"><span class="text">Insulation value (Ug-value)</span></div> </div> </td> <td data-mce-selected="1">1 W/m²K<br> </td> </tr> <tr> <td data-mce-selected="1">Acoustic value Rw<br> </td> <td data-mce-selected="1">39 dB<br> </td> </tr> <tr> <td data-mce-selected="1">Fall-through safety<br> </td> <td data-mce-selected="1">Yes</td> </tr> <tr> <td data-mce-selected="1">LT-value<br> </td> <td data-mce-selected="1">75 %<br> </td> </tr> <tr> <td data-mce-selected="1"> <span class="text">g-value</span><br> </td> <td data-mce-selected="1">52 %<br> </td> </tr> <tr> <td data-mce-selected="1">Weight<br> </td> <td data-mce-selected="1">44 kg/m²<br> </td> </tr> <tr> <td data-mce-selected="1"> <span class="text">Guarantee</span><br> </td> <td data-mce-selected="1">10 years</td> </tr> </tbody></table> | skylux-160-ce-met-koepel-en-polyester-opstand-30-20-met-lm-motor-en-windvang-iwindow2-1400-x-1400-mm | 8586016358733 | 46872318804301
Smoke and heat exhaust (SHEV) | SHE system | Skylux | Skylux 160° CE with skylight and polyester curb 30/20 with double LM-actuator and spoiler - iWindow3 1200 x 1200 mm |  | 94863 | 5412970948636 | 8808.8 | Yes | 30-45 | 190.64 | 1200 x 1200 mm | 1200 | 1200 |  | polyester 30/20 (30 cm high & roof opening = 20 cm larger than daylight size) | Square | 0.50 W/m²K | 42% | 63% | 41dB | 160° CE (for industry) | iWindow3 | with spoiler | E | Double actuator |  | Material Clear Number of walls Triple-walled Insulation value (Ug-value) 0.5 W/m²K Acoustic value Rw 41 dB Fall-through safety Yes LT-value 63 % g-value 42 % Weight 60 kg/m² Guarantee 10 years | https://skylux.eu/en/products/skylux-160-ce-met-koepel-en-polyester-opstand-30-20-met-lm-motor-en-windvang-iwindow3-1200-x-1200-mm | https://skylux.eu/cdn/shop/files/Skylux-160deg-CE-met-koepel-en-polyester-opstand-3020-met-dubbele-LM-motor-en-windvang-iWindow3-1200-x-1200-mm-RWA-systeem.jpg?v=1702978636&width=1600 | https://skylux.eu/cdn/shop/files/e5a82811-1bb0-48e4-a776-cacb59c7c092_4f3b9a11-7d43-4909-9a15-280ba96beaf5.jpg?v=1688550703&width=1600 | //skylux.eu/cdn/shop/files/E_MH_Mounting_instructions_Skylux_160_CE_LM.pdf?v=12406716259046007223 | //skylux.eu/cdn/shop/files/E_TD_Technical_File_Skylux_Skylux_160_CE_Electric.pdf?v=3667116872303399239 | <table><tbody> <tr> <td>Material</td> <td>Clear</td> </tr> <tr> <td>Number of walls</td> <td>Triple-walled</td> </tr> <tr> <td>Insulation value (Ug-value)</td> <td>0.5 W/m²K</td> </tr> <tr> <td>Acoustic value Rw</td> <td>41 dB</td> </tr> <tr> <td>Fall-through safety</td> <td>Yes</td> </tr> <tr> <td>LT-value</td> <td> <div class="product-specification"> <div class="product-specification-value"> <div class="d-flex align-items-center"><span class="text">63 %</span></div> </div> </div> <div class="product-specification"></div> </td> </tr> <tr> <td>g-value</td> <td>42 %</td> </tr> <tr> <td>Weight</td> <td>60 kg/m²</td> </tr> <tr> <td>Guarantee</td> <td>10 years</td> </tr> </tbody></table> | skylux-160-ce-met-koepel-en-polyester-opstand-30-20-met-lm-motor-en-windvang-iwindow3-1200-x-1200-mm | 8586016555341 | 46872319164749
Smoke and heat exhaust (SHEV) | SHE system | Skylux | Skylux 160° CE with skylight and polyester curb 30/20 with double LM-actuator and spoiler 1000 x 2500 mm |  | 50776 | 5412970507765 | 8486.95 | Yes | 30-45 | 119.66 | 1000 x 2500 mm | 2500 | 1000 |  | polyester 30/20 (30 cm high & roof opening = 20 cm larger than daylight size) | Rectangular | 5.17 W/m²K - 1.28 W/m²K | 87% - 32% | 90% - 32% | 20dB - 23dB | 160° CE (for industry) | skylight | with spoiler | E | Double actuator | Maximum four-walled skylight possible for this product | Ut-value LT-value g-value Rw-value EN 1873 : 2014 EN ISO 13468 EN 16153 EN 410 EN 410 EN ISO 140-3 Material Walls Shells (W/m²K) (%) (%) (dB) Acrylic Single-walled Clear (H) 5.17 90 87 - PMMA Single-walled Opal (O) 5.17 83 76 - Double-walled Clear (H/H) 2.90 81 75 20 Double-walled Opal (O/O) 2.90 69 58 20 Triple-walled Clear (H/H/H) 1.70 73 65 22 Triple-walled Opal (O/H/O) 1.70 62 51 22 Four-walled Clear (H/H/H/H) 1.28 64 54 23 Four-walled Opal (H/H/O/H) 1.28 59 48 23 Polycarbonate Single-walled Clear (A) 5.17 88 83 - PC Single-walled Opal (D) 5.17 58 60 - Double-walled Clear (A/H) 2.90 79 72 20 Double-walled Clear (A/A) 2.90 77 69 20 Double-walled Opal (A/O) 2.90 73 63 20 Double-walled Opal (A/D) 2.90 51 50 20 Triple-walled Clear (A/H/H) 1.70 71 63 22 Triple-walled Opal (A/O/O) 1.70 61 48 22 Four-walled Clear (A/H/H/H) 1.28 64 52 23 Four-walled Opal (A/H/O/H) 1.28 59 46 23 Polycarbonate Single-walled Heatstop Opal (T) 5.17 49 59 - Heatstop PC Double-walled Clear (T/H) 2.90 44 51 20 Double-walled Opal (T/O) 2.90 41 45 20 Triple-walled Clear (T/H/H) 1.70 40 <td data-sheets-numberformat='{"1":2,"2":"0","3":1}' data-sheets-value='{"1":3,"3":44}' style="overflow:hidden;paddin | https://skylux.eu/en/products/skylux-160-ce-met-koepel-en-polyester-opstand-30-20-met-lm-motor-en-windvang-1000-x-2500-mm | https://skylux.eu/cdn/shop/files/Skylux-160deg-CE-met-koepel-en-polyester-opstand-3020-met-dubbele-LM-motor-en-windvang-1000-x-2500-mm-RWA-systeem.jpg?v=1702978445&width=1600 | https://skylux.eu/cdn/shop/files/e5a82811-1bb0-48e4-a776-cacb59c7c092_5ab92a37-e411-4737-b0d0-b0287ae57a34.jpg?v=1688550646&width=1600 | //skylux.eu/cdn/shop/files/E_MH_Mounting_instructions_Skylux_160_CE_LM.pdf?v=12406716259046007223 | //skylux.eu/cdn/shop/files/E_TD_Technical_File_Skylux_Skylux_160_CE_Electric.pdf?v=3667116872303399239 | <style type="text/css" id="isPasted"> <!--td { border: 1px solid #cccccc; } br { mso-data-placement: same-cell; } --> </style> <table border="1" cellpadding="0" cellspacing="0" dir="ltr" style="table-layout:fixed;font-size:10pt;font-family:Arial;border-collapse:collapse;border:none;"><tbody> <tr style="height:20px;"> <td style="overflow:hidden;padding:0px 3px 0px 3px;vertical-align:bottom;"></td> <td style="overflow:hidden;padding:0px 3px 0px 3px;vertical-align:bottom;"></td> <td style="overflow:hidden;padding:0px 3px 0px 3px;vertical-align:bottom;"></td> <td data-sheets-value='{"1":2,"2":"Ut-value"}' style="overflow:hidden;padding:0px 3px 0px 3px;vertical-align:bottom;font-weight:bold;text-align:center;">Ut-value</td> <td data-sheets-value='{"1":2,"2":"LT-value"}' style="overflow:hidden;padding:0px 3px 0px 3px;vertical-align:bottom;font-weight:bold;text-align:center;">LT-value</td> <td data-sheets-value='{"1":2,"2":"g-value"}' style="overflow:hidden;padding:0px 3px 0px 3px;vertical-align:bottom;font-weight:bold;text-align:center;">g-value</td> <td data-sheets-value='{"1":2,"2":"Rw-value "}' style="overflow:hidden;padding:0px 3px 0px 3px;vertical-align:bottom;font-weight:bold;text-align:center;">Rw-value </td> </tr> <tr style="height:20px;"> <td style="overflow:hidden;padding:0px 3px 0px 3px;vertical-align:bottom;"></td> <td style="overflow:hidden;padding:0px 3px 0px 3px;vertical-align:bottom;"></td> <td style="overflow:hidden;padding:0px 3px 0px 3px;vertical-align:bottom;"></td> <td data-sheets-numberformat='{"1":2,"2":"0.00","3":1}' data-sheets-value='{"1":2,"2":"EN 1873 : 2014"}' style="overflow:hidden;padding:0px 3px 0px 3px;vertical-align:bottom;text-align:center;">EN 1873 : 2014</td> <td data-sheets-numberformat='{"1":2,"2":"0","3":1}' data-sheets-value='{"1":2,"2":"EN ISO 13468 EN 16153 EN 410"}' style="overflow:hidden;padding:0px 3px 0px 3px;vertical-align:bottom;text-align:center;">EN ISO 13468 EN 16153 EN 410</td> <td data-sheets-numberformat='{"1":2,"2":"0","3":1}' data-sheets-value='{"1":2,"2":"EN 410"}' style="overflow:hidden;padding:0px 3px 0px 3px;vertical-align:bottom;text-align:center;">EN 410</td> <td data-sheets-value='{"1":2,"2":"EN ISO 140-3\t\t"}' style="overflow:hidden;padding:0px 3px 0px 3px;vertical-align:bottom;text-align:center;">EN ISO 140-3 </td> </tr> <tr style="height:20px;"> <td data-sheets-value='{"1":2,"2":"Material"}' style="border-bottom:1px solid #000000;overflow:hidden;padding:0px 3px 0px 3px;vertical-align:bottom;background-color:#000000;font-weight:bold;color:#ffffff;">Material</td> <td data-sheets-value='{"1":2,"2":"Walls"}' style="border-bottom:1px solid #000000;overflow:hidden;padding:0px 3px 0px 3px;vertical-align:bottom;background-color:#000000;font-weight:bold;color:#ffffff;">Walls</td> <td data-sheets-value='{"1":2,"2":"Shells"}' style="border-bottom:1px solid #000000;overflow:hidden;padding:0px 3px 0px 3px;vertical-align:bottom;background-color:#000000;font-weight:bold;color:#ffffff;">Shells</td> <td data-sheets-numberformat='{"1":2,"2":"0.00","3":1}' data-sheets-value='{"1":2,"2":"(W/m²K)\t"}' style="border-bottom:1px solid #000000;overflow:hidden;padding:0px 3px 0px 3px;vertical-align:bottom;background-color:#000000;font-weight:bold;color:#ffffff;text-align:center;">(W/m²K) </td> <td data-sheets-numberformat='{"1":2,"2":"0","3":1}' data-sheets-value='{"1":2,"2":"(%)"}' style="border-bottom:1px solid #000000;overflow:hidden;padding:0px 3px 0px 3px;vertical-align:bottom;background-color:#000000;font-weight:bold;color:#ffffff;text-align:center;">(%)</td> <td data-sheets-numberformat='{"1":2,"2":"0","3":1}' data-sheets-value='{"1":2,"2":"(%)"}' style="border-bottom:1px solid #000000;overflow:hidden;padding:0px 3px 0px 3px;vertical-align:bottom;background-color:#000000;font-weight:bold;color:#ffffff;text-align:center;">(%)</td> <td data-sheets-value='{"1":2,"2":"(dB)"}' style="border-bottom:1px solid #000000;overflow:hidden;padding:0px 3px 0px 3px;vertical-align:bottom;background-color:#000000;font-weight:bold;color:#ffffff;text-align:center;">(dB)</td> </tr> <tr style="height:20px;"> <td data-sheets-value='{"1":2,"2":"Acrylic"}' style="border-left:1px solid #000000;overflow:hidden;padding:0px 3px 0px 3px;vertical-align:bottom;font-weight:bold;">Acrylic</td> <td data-sheets-value='{"1":2,"2":"Single-walled"}' style="overflow:hidden;padding:0px 3px 0px 3px;vertical-align:bottom;font-weight:bold;">Single-walled</td> <td data-sheets-value='{"1":2,"2":"Clear (H)"}' style="border-right:1px solid #000000;overflow:hidden;padding:0px 3px 0px 3px;vertical-align:bottom;font-weight:bold;">Clear (H)</td> <td data-sheets-numberformat='{"1":2,"2":"0.00","3":1}' data-sheets-value='{"1":3,"3":5.17}' style="overflow:hidden;padding:0px 3px 0px 3px;vertical-align:bottom;text-align:center;">5.17</td> <td data-sheets-numberformat='{"1":2,"2":"0","3":1}' data-sheets-value='{"1":3,"3":90}' style="overflow:hidden;padding:0px 3px 0px 3px;vertical-align:bottom;text-align:center;">90</td> <td data-sheets-numberformat='{"1":2,"2":"0","3":1}' data-sheets-value='{"1":3,"3":87}' style="overflow:hidden;padding:0px 3px 0px 3px;vertical-align:bottom;text-align:center;">87</td> <td data-sheets-numberformat='{"1":2,"2":"0","3":1}' data-sheets-value='{"1":2,"2":"-"}' style="border-right:1px solid #000000;overflow:hidden;padding:0px 3px 0px 3px;vertical-align:bottom;text-align:center;">-</td> </tr> <tr style="height:20px;"> <td data-sheets-value='{"1":2,"2":"PMMA"}' style="border-left:1px solid #000000;overflow:hidden;padding:0px 3px 0px 3px;vertical-align:bottom;font-weight:bold;">PMMA</td> <td data-sheets-value='{"1":2,"2":"Single-walled"}' style="overflow:hidden;padding:0px 3px 0px 3px;vertical-align:bottom;font-weight:bold;">Single-walled</td> <td data-sheets-value='{"1":2,"2":"Opal (O)"}' style="border-right:1px solid #000000;overflow:hidden;padding:0px 3px 0px 3px;vertical-align:bottom;font-weight:bold;">Opal (O)</td> <td data-sheets-numberformat='{"1":2,"2":"0.00","3":1}' data-sheets-value='{"1":3,"3":5.17}' style="overflow:hidden;padding:0px 3px 0px 3px;vertical-align:bottom;text-align:center;">5.17</td> <td data-sheets-numberformat='{"1":2,"2":"0","3":1}' data-sheets-value='{"1":3,"3":83}' style="overflow:hidden;padding:0px 3px 0px 3px;vertical-align:bottom;text-align:center;">83</td> <td data-sheets-numberformat='{"1":2,"2":"0","3":1}' data-sheets-value='{"1":3,"3":76}' style="overflow:hidden;padding:0px 3px 0px 3px;vertical-align:bottom;text-align:center;">76</td> <td data-sheets-numberformat='{"1":2,"2":"0","3":1}' data-sheets-value='{"1":2,"2":"-"}' style="border-right:1px solid #000000;overflow:hidden;padding:0px 3px 0px 3px;vertical-align:bottom;text-align:center;">-</td> </tr> <tr style="height:20px;"> <td style="border-left:1px solid #000000;overflow:hidden;padding:0px 3px 0px 3px;vertical-align:bottom;font-weight:bold;"></td> <td data-sheets-value='{"1":2,"2":"Double-walled"}' style="overflow:hidden;padding:0px 3px 0px 3px;vertical-align:bottom;font-weight:bold;">Double-walled</td> <td data-sheets-value='{"1":2,"2":"Clear (H/H)"}' style="border-right:1px solid #000000;overflow:hidden;padding:0px 3px 0px 3px;vertical-align:bottom;font-weight:bold;">Clear (H/H)</td> <td data-sheets-numberformat='{"1":2,"2":"0.00","3":1}' data-sheets-value='{"1":3,"3":2.9}' style="overflow:hidden;padding:0px 3px 0px 3px;vertical-align:bottom;text-align:center;">2.90</td> <td data-sheets-numberformat='{"1":2,"2":"0","3":1}' data-sheets-value='{"1":3,"3":81}' style="overflow:hidden;padding:0px 3px 0px 3px;vertical-align:bottom;text-align:center;">81</td> <td data-sheets-numberformat='{"1":2,"2":"0","3":1}' data-sheets-value='{"1":3,"3":75}' style="overflow:hidden;padding:0px 3px 0px 3px;vertical-align:bottom;text-align:center;">75</td> <td data-sheets-numberformat='{"1":2,"2":"0","3":1}' data-sheets-value='{"1":3,"3":20}' style="border-right:1px solid #000000;overflow:hidden;padding:0px 3px 0px 3px;vertical-align:bottom;text-align:center;">20</td> </tr> <tr style="height:20px;"> <td style="border-left:1px solid #000000;overflow:hidden;padding:0px 3px 0px 3px;vertical-align:bottom;font-weight:bold;"></td> <td data-sheets-value='{"1":2,"2":"Double-walled"}' style="overflow:hidden;padding:0px 3px 0px 3px;vertical-align:bottom;font-weight:bold;">Double-walled</td> <td data-sheets-value='{"1":2,"2":"Opal (O/O)"}' style="border-right:1px solid #000000;overflow:hidden;padding:0px 3px 0px 3px;vertical-align:bottom;font-weight:bold;">Opal (O/O)</td> <td data-sheets-numberformat='{"1":2,"2":"0.00","3":1}' data-sheets-value='{"1":3,"3":2.9}' style="overflow:hidden;padding:0px 3px 0px 3px;vertical-align:bottom;text-align:center;">2.90</td> <td data-sheets-numberformat='{"1":2,"2":"0","3":1}' data-sheets-value='{"1":3,"3":69}' style="overflow:hidden;padding:0px 3px 0px 3px;vertical-align:bottom;text-align:center;">69</td> <td data-sheets-numberformat='{"1":2,"2":"0","3":1}' data-sheets-value='{"1":3,"3":58}' style="overflow:hidden;padding:0px 3px 0px 3px;vertical-align:bottom;text-align:center;">58</td> <td data-sheets-numberformat='{"1":2,"2":"0","3":1}' data-sheets-value='{"1":3,"3":20}' style="border-right:1px solid #000000;overflow:hidden;padding:0px 3px 0px 3px;vertical-align:bottom;text-align:center;">20</td> </tr> <tr style="height:20px;"> <td style="border-left:1px solid #000000;overflow:hidden;padding:0px 3px 0px 3px;vertical-align:bottom;font-weight:bold;"></td> <td data-sheets-value='{"1":2,"2":"Triple-walled"}' style="overflow:hidden;padding:0px 3px 0px 3px;vertical-align:bottom;font-weight:bold;">Triple-walled</td> <td data-sheets-value='{"1":2,"2":"Clear (H/H/H)"}' style="border-right:1px solid #000000;overflow:hidden;padding:0px 3px 0px 3px;vertical-align:bottom;font-weight:bold;">Clear (H/H/H)</td> <td data-sheets-numberformat='{"1":2,"2":"0.00","3":1}' data-sheets-value='{"1":3,"3":1.7}' style="overflow:hidden;padding:0px 3px 0px 3px;vertical-align:bottom;text-align:center;">1.70</td> <td data-sheets-numberformat='{"1":2,"2":"0","3":1}' data-sheets-value='{"1":3,"3":73}' style="overflow:hidden;padding:0px 3px 0px 3px;vertical-align:bottom;text-align:center;">73</td> <td data-sheets-numberformat='{"1":2,"2":"0","3":1}' data-sheets-value='{"1":3,"3":65}' style="overflow:hidden;padding:0px 3px 0px 3px;vertical-align:bottom;text-align:center;">65</td> <td data-sheets-numberformat='{"1":2,"2":"0","3":1}' data-sheets-value='{"1":3,"3":22}' style="border-right:1px solid #000000;overflow:hidden;padding:0px 3px 0px 3px;vertical-align:bottom;text-align:center;">22</td> </tr> <tr style="height:20px;"> <td style="border-left:1px solid #000000;overflow:hidden;padding:0px 3px 0px 3px;vertical-align:bottom;font-weight:bold;"></td> <td data-sheets-value='{"1":2,"2":"Triple-walled"}' style="overflow:hidden;padding:0px 3px 0px 3px;vertical-align:bottom;font-weight:bold;">Triple-walled</td> <td data-sheets-value='{"1":2,"2":"Opal (O/H/O)"}' style="border-right:1px solid #000000;overflow:hidden;padding:0px 3px 0px 3px;vertical-align:bottom;font-weight:bold;">Opal (O/H/O)</td> <td data-sheets-numberformat='{"1":2,"2":"0.00","3":1}' data-sheets-value='{"1":3,"3":1.7}' style="overflow:hidden;padding:0px 3px 0px 3px;vertical-align:bottom;text-align:center;">1.70</td> <td data-sheets-numberformat='{"1":2,"2":"0","3":1}' data-sheets-value='{"1":3,"3":62}' style="overflow:hidden;padding:0px 3px 0px 3px;vertical-align:bottom;text-align:center;">62</td> <td data-sheets-numberformat='{"1":2,"2":"0","3":1}' data-sheets-value='{"1":3,"3":51}' style="overflow:hidden;padding:0px 3px 0px 3px;vertical-align:bottom;text-align:center;">51</td> <td data-sheets-numberformat='{"1":2,"2":"0","3":1}' data-sheets-value='{"1":3,"3":22}' style="border-right:1px solid #000000;overflow:hidden;padding:0px 3px 0px 3px;vertical-align:bottom;text-align:center;">22</td> </tr> <tr style="height:20px;"> <td style="border-left:1px solid #000000;overflow:hidden;padding:0px 3px 0px 3px;vertical-align:bottom;font-weight:bold;"></td> <td data-sheets-value='{"1":2,"2":"Four-walled"}' style="overflow:hidden;padding:0px 3px 0px 3px;vertical-align:bottom;font-weight:bold;">Four-walled</td> <td data-sheets-value='{"1":2,"2":"Clear (H/H/H/H)"}' style="border-right:1px solid #000000;overflow:hidden;padding:0px 3px 0px 3px;vertical-align:bottom;font-weight:bold;">Clear (H/H/H/H)</td> <td data-sheets-numberformat='{"1":2,"2":"0.00","3":1}' data-sheets-value='{"1":3,"3":1.28}' style="overflow:hidden;padding:0px 3px 0px 3px;vertical-align:bottom;text-align:center;">1.28</td> <td data-sheets-numberformat='{"1":2,"2":"0","3":1}' data-sheets-value='{"1":3,"3":64}' style="overflow:hidden;padding:0px 3px 0px 3px;vertical-align:bottom;text-align:center;">64</td> <td data-sheets-numberformat='{"1":2,"2":"0","3":1}' data-sheets-value='{"1":3,"3":54}' style="overflow:hidden;padding:0px 3px 0px 3px;vertical-align:bottom;text-align:center;">54</td> <td data-sheets-numberformat='{"1":2,"2":"0","3":1}' data-sheets-value='{"1":3,"3":23}' style="border-right:1px solid #000000;overflow:hidden;padding:0px 3px 0px 3px;vertical-align:bottom;text-align:center;">23</td> </tr> <tr style="height:20px;"> <td style="border-bottom:1px solid #000000;border-left:1px solid #000000;overflow:hidden;padding:0px 3px 0px 3px;vertical-align:bottom;"></td> <td data-sheets-value='{"1":2,"2":"Four-walled"}' style="border-bottom:1px solid #000000;overflow:hidden;padding:0px 3px 0px 3px;vertical-align:bottom;font-weight:bold;">Four-walled</td> <td data-sheets-value='{"1":2,"2":"Opal (H/H/O/H)"}' style="border-right:1px solid #000000;border-bottom:1px solid #000000;overflow:hidden;padding:0px 3px 0px 3px;vertical-align:bottom;font-weight:bold;">Opal (H/H/O/H)</td> <td data-sheets-numberformat='{"1":2,"2":"0.00","3":1}' data-sheets-value='{"1":3,"3":1.28}' style="border-bottom:1px solid #000000;overflow:hidden;padding:0px 3px 0px 3px;vertical-align:bottom;text-align:center;">1.28</td> <td data-sheets-numberformat='{"1":2,"2":"0","3":1}' data-sheets-value='{"1":3,"3":59}' style="border-bottom:1px solid #000000;overflow:hidden;padding:0px 3px 0px 3px;vertical-align:bottom;text-align:center;">59</td> <td data-sheets-numberformat='{"1":2,"2":"0","3":1}' data-sheets-value='{"1":3,"3":48}' style="border-bottom:1px solid #000000;overflow:hidden;padding:0px 3px 0px 3px;vertical-align:bottom;text-align:center;">48</td> <td data-sheets-numberformat='{"1":2,"2":"0","3":1}' data-sheets-value='{"1":3,"3":23}' style="border-right:1px solid #000000;border-bottom:1px solid #000000;overflow:hidden;padding:0px 3px 0px 3px;vertical-align:bottom;text-align:center;">23</td> </tr> <tr style="height:20px;"> <td data-sheets-value='{"1":2,"2":"Polycarbonate "}' style="border-left:1px solid #000000;overflow:hidden;padding:0px 3px 0px 3px;vertical-align:bottom;font-weight:bold;">Polycarbonate </td> <td data-sheets-value='{"1":2,"2":"Single-walled"}' style="overflow:hidden;padding:0px 3px 0px 3px;vertical-align:bottom;font-weight:bold;">Single-walled</td> <td data-sheets-value='{"1":2,"2":"Clear (A)"}' style="border-right:1px solid #000000;overflow:hidden;padding:0px 3px 0px 3px;vertical-align:bottom;font-weight:bold;">Clear (A)</td> <td data-sheets-numberformat='{"1":2,"2":"0.00","3":1}' data-sheets-value='{"1":3,"3":5.17}' style="overflow:hidden;padding:0px 3px 0px 3px;vertical-align:bottom;text-align:center;">5.17</td> <td data-sheets-numberformat='{"1":2,"2":"0","3":1}' data-sheets-value='{"1":3,"3":88}' style="overflow:hidden;padding:0px 3px 0px 3px;vertical-align:bottom;text-align:center;">88</td> <td data-sheets-numberformat='{"1":2,"2":"0","3":1}' data-sheets-value='{"1":3,"3":83}' style="overflow:hidden;padding:0px 3px 0px 3px;vertical-align:bottom;text-align:center;">83</td> <td data-sheets-numberformat='{"1":2,"2":"0","3":1}' data-sheets-value='{"1":2,"2":"-"}' style="border-right:1px solid #000000;overflow:hidden;padding:0px 3px 0px 3px;vertical-align:bottom;text-align:center;">-</td> </tr> <tr style="height:20px;"> <td data-sheets-value='{"1":2,"2":"PC"}' style="border-left:1px solid #000000;overflow:hidden;padding:0px 3px 0px 3px;vertical-align:bottom;font-weight:bold;">PC</td> <td data-sheets-value='{"1":2,"2":"Single-walled"}' style="overflow:hidden;padding:0px 3px 0px 3px;vertical-align:bottom;font-weight:bold;">Single-walled</td> <td data-sheets-value='{"1":2,"2":"Opal (D)"}' style="border-right:1px solid #000000;overflow:hidden;padding:0px 3px 0px 3px;vertical-align:bottom;font-weight:bold;">Opal (D)</td> <td data-sheets-numberformat='{"1":2,"2":"0.00","3":1}' data-sheets-value='{"1":3,"3":5.17}' style="overflow:hidden;padding:0px 3px 0px 3px;vertical-align:bottom;text-align:center;">5.17</td> <td data-sheets-numberformat='{"1":2,"2":"0","3":1}' data-sheets-value='{"1":3,"3":58}' style="overflow:hidden;padding:0px 3px 0px 3px;vertical-align:bottom;text-align:center;">58</td> <td data-sheets-numberformat='{"1":2,"2":"0","3":1}' data-sheets-value='{"1":3,"3":60}' style="overflow:hidden;padding:0px 3px 0px 3px;vertical-align:bottom;text-align:center;">60</td> <td data-sheets-numberformat='{"1":2,"2":"0","3":1}' data-sheets-value='{"1":2,"2":"-"}' style="border-right:1px solid #000000;overflow:hidden;padding:0px 3px 0px 3px;vertical-align:bottom;text-align:center;">-</td> </tr> <tr style="height:20px;"> <td style="border-left:1px solid #000000;overflow:hidden;padding:0px 3px 0px 3px;vertical-align:bottom;font-weight:bold;"></td> <td data-sheets-value='{"1":2,"2":"Double-walled"}' style="overflow:hidden;padding:0px 3px 0px 3px;vertical-align:bottom;font-weight:bold;">Double-walled</td> <td data-sheets-value='{"1":2,"2":"Clear (A/H)"}' style="border-right:1px solid #000000;overflow:hidden;padding:0px 3px 0px 3px;vertical-align:bottom;font-weight:bold;">Clear (A/H)</td> <td data-sheets-numberformat='{"1":2,"2":"0.00","3":1}' data-sheets-value='{"1":3,"3":2.9}' style="overflow:hidden;padding:0px 3px 0px 3px;vertical-align:bottom;text-align:center;">2.90</td> <td data-sheets-numberformat='{"1":2,"2":"0","3":1}' data-sheets-value='{"1":3,"3":79}' style="overflow:hidden;padding:0px 3px 0px 3px;vertical-align:bottom;text-align:center;">79</td> <td data-sheets-numberformat='{"1":2,"2":"0","3":1}' data-sheets-value='{"1":3,"3":72}' style="overflow:hidden;padding:0px 3px 0px 3px;vertical-align:bottom;text-align:center;">72</td> <td data-sheets-numberformat='{"1":2,"2":"0","3":1}' data-sheets-value='{"1":3,"3":20}' style="border-right:1px solid #000000;overflow:hidden;padding:0px 3px 0px 3px;vertical-align:bottom;text-align:center;">20</td> </tr> <tr style="height:20px;"> <td style="border-left:1px solid #000000;overflow:hidden;padding:0px 3px 0px 3px;vertical-align:bottom;font-weight:bold;"></td> <td data-sheets-value='{"1":2,"2":"Double-walled"}' style="overflow:hidden;padding:0px 3px 0px 3px;vertical-align:bottom;font-weight:bold;">Double-walled</td> <td data-sheets-value='{"1":2,"2":"Clear (A/A)"}' style="border-right:1px solid #000000;overflow:hidden;padding:0px 3px 0px 3px;vertical-align:bottom;font-weight:bold;">Clear (A/A)</td> <td data-sheets-numberformat='{"1":2,"2":"0.00","3":1}' data-sheets-value='{"1":3,"3":2.9}' style="overflow:hidden;padding:0px 3px 0px 3px;vertical-align:bottom;text-align:center;">2.90</td> <td data-sheets-numberformat='{"1":2,"2":"0","3":1}' data-sheets-value='{"1":3,"3":77}' style="overflow:hidden;padding:0px 3px 0px 3px;vertical-align:bottom;text-align:center;">77</td> <td data-sheets-numberformat='{"1":2,"2":"0","3":1}' data-sheets-value='{"1":3,"3":69}' style="overflow:hidden;padding:0px 3px 0px 3px;vertical-align:bottom;text-align:center;">69</td> <td data-sheets-numberformat='{"1":2,"2":"0","3":1}' data-sheets-value='{"1":3,"3":20}' style="border-right:1px solid #000000;overflow:hidden;padding:0px 3px 0px 3px;vertical-align:bottom;text-align:center;">20</td> </tr> <tr style="height:20px;"> <td style="border-left:1px solid #000000;overflow:hidden;padding:0px 3px 0px 3px;vertical-align:bottom;font-weight:bold;"></td> <td data-sheets-value='{"1":2,"2":"Double-walled"}' style="overflow:hidden;padding:0px 3px 0px 3px;vertical-align:bottom;font-weight:bold;">Double-walled</td> <td data-sheets-value='{"1":2,"2":"Opal (A/O)"}' style="border-right:1px solid #000000;overflow:hidden;padding:0px 3px 0px 3px;vertical-align:bottom;font-weight:bold;">Opal (A/O)</td> <td data-sheets-numberformat='{"1":2,"2":"0.00","3":1}' data-sheets-value='{"1":3,"3":2.9}' style="overflow:hidden;padding:0px 3px 0px 3px;vertical-align:bottom;text-align:center;">2.90</td> <td data-sheets-numberformat='{"1":2,"2":"0","3":1}' data-sheets-value='{"1":3,"3":73}' style="overflow:hidden;padding:0px 3px 0px 3px;vertical-align:bottom;text-align:center;">73</td> <td data-sheets-numberformat='{"1":2,"2":"0","3":1}' data-sheets-value='{"1":3,"3":63}' style="overflow:hidden;padding:0px 3px 0px 3px;vertical-align:bottom;text-align:center;">63</td> <td data-sheets-numberformat='{"1":2,"2":"0","3":1}' data-sheets-value='{"1":3,"3":20}' style="border-right:1px solid #000000;overflow:hidden;padding:0px 3px 0px 3px;vertical-align:bottom;text-align:center;">20</td> </tr> <tr style="height:20px;"> <td style="border-left:1px solid #000000;overflow:hidden;padding:0px 3px 0px 3px;vertical-align:bottom;font-weight:bold;"></td> <td data-sheets-value='{"1":2,"2":"Double-walled"}' style="overflow:hidden;padding:0px 3px 0px 3px;vertical-align:bottom;font-weight:bold;">Double-walled</td> <td data-sheets-value='{"1":2,"2":"Opal (A/D)"}' style="border-right:1px solid #000000;overflow:hidden;padding:0px 3px 0px 3px;vertical-align:bottom;font-weight:bold;">Opal (A/D)</td> <td data-sheets-numberformat='{"1":2,"2":"0.00","3":1}' data-sheets-value='{"1":3,"3":2.9}' style="overflow:hidden;padding:0px 3px 0px 3px;vertical-align:bottom;text-align:center;">2.90</td> <td data-sheets-numberformat='{"1":2,"2":"0","3":1}' data-sheets-value='{"1":3,"3":51}' style="overflow:hidden;padding:0px 3px 0px 3px;vertical-align:bottom;text-align:center;">51</td> <td data-sheets-numberformat='{"1":2,"2":"0","3":1}' data-sheets-value='{"1":3,"3":50}' style="overflow:hidden;padding:0px 3px 0px 3px;vertical-align:bottom;text-align:center;">50</td> <td data-sheets-numberformat='{"1":2,"2":"0","3":1}' data-sheets-value='{"1":3,"3":20}' style="border-right:1px solid #000000;overflow:hidden;padding:0px 3px 0px 3px;vertical-align:bottom;text-align:center;">20</td> </tr> <tr style="height:20px;"> <td style="border-left:1px solid #000000;overflow:hidden;padding:0px 3px 0px 3px;vertical-align:bottom;font-weight:bold;"></td> <td data-sheets-value='{"1":2,"2":"Triple-walled"}' style="overflow:hidden;padding:0px 3px 0px 3px;vertical-align:bottom;font-weight:bold;">Triple-walled</td> <td data-sheets-value='{"1":2,"2":"Clear (A/H/H)"}' style="border-right:1px solid #000000;overflow:hidden;padding:0px 3px 0px 3px;vertical-align:bottom;font-weight:bold;">Clear (A/H/H)</td> <td data-sheets-numberformat='{"1":2,"2":"0.00","3":1}' data-sheets-value='{"1":3,"3":1.7}' style="overflow:hidden;padding:0px 3px 0px 3px;vertical-align:bottom;text-align:center;">1.70</td> <td data-sheets-numberformat='{"1":2,"2":"0","3":1}' data-sheets-value='{"1":3,"3":71}' style="overflow:hidden;padding:0px 3px 0px 3px;vertical-align:bottom;text-align:center;">71</td> <td data-sheets-numberformat='{"1":2,"2":"0","3":1}' data-sheets-value='{"1":3,"3":63}' style="overflow:hidden;padding:0px 3px 0px 3px;vertical-align:bottom;text-align:center;">63</td> <td data-sheets-numberformat='{"1":2,"2":"0","3":1}' data-sheets-value='{"1":3,"3":22}' style="border-right:1px solid #000000;overflow:hidden;padding:0px 3px 0px 3px;vertical-align:bottom;text-align:center;">22</td> </tr> <tr style="height:20px;"> <td style="border-left:1px solid #000000;overflow:hidden;padding:0px 3px 0px 3px;vertical-align:bottom;font-weight:bold;"></td> <td data-sheets-value='{"1":2,"2":"Triple-walled"}' style="overflow:hidden;padding:0px 3px 0px 3px;vertical-align:bottom;font-weight:bold;">Triple-walled</td> <td data-sheets-value='{"1":2,"2":"Opal (A/O/O)"}' style="border-right:1px solid #000000;overflow:hidden;padding:0px 3px 0px 3px;vertical-align:bottom;font-weight:bold;">Opal (A/O/O)</td> <td data-sheets-numberformat='{"1":2,"2":"0.00","3":1}' data-sheets-value='{"1":3,"3":1.7}' style="overflow:hidden;padding:0px 3px 0px 3px;vertical-align:bottom;text-align:center;">1.70</td> <td data-sheets-numberformat='{"1":2,"2":"0","3":1}' data-sheets-value='{"1":3,"3":61}' style="overflow:hidden;padding:0px 3px 0px 3px;vertical-align:bottom;text-align:center;">61</td> <td data-sheets-numberformat='{"1":2,"2":"0","3":1}' data-sheets-value='{"1":3,"3":48}' style="overflow:hidden;padding:0px 3px 0px 3px;vertical-align:bottom;text-align:center;">48</td> <td data-sheets-numberformat='{"1":2,"2":"0","3":1}' data-sheets-value='{"1":3,"3":22}' style="border-right:1px solid #000000;overflow:hidden;padding:0px 3px 0px 3px;vertical-align:bottom;text-align:center;">22</td> </tr> <tr style="height:20px;"> <td style="border-left:1px solid #000000;overflow:hidden;padding:0px 3px 0px 3px;vertical-align:bottom;font-weight:bold;"></td> <td data-sheets-value='{"1":2,"2":"Four-walled"}' style="overflow:hidden;padding:0px 3px 0px 3px;vertical-align:bottom;font-weight:bold;">Four-walled</td> <td data-sheets-value='{"1":2,"2":"Clear (A/H/H/H)"}' style="border-right:1px solid #000000;overflow:hidden;padding:0px 3px 0px 3px;vertical-align:bottom;font-weight:bold;">Clear (A/H/H/H)</td> <td data-sheets-numberformat='{"1":2,"2":"0.00","3":1}' data-sheets-value='{"1":3,"3":1.28}' style="overflow:hidden;padding:0px 3px 0px 3px;vertical-align:bottom;text-align:center;">1.28</td> <td data-sheets-numberformat='{"1":2,"2":"0","3":1}' data-sheets-value='{"1":3,"3":64}' style="overflow:hidden;padding:0px 3px 0px 3px;vertical-align:bottom;text-align:center;">64</td> <td data-sheets-numberformat='{"1":2,"2":"0","3":1}' data-sheets-value='{"1":3,"3":52}' style="overflow:hidden;padding:0px 3px 0px 3px;vertical-align:bottom;text-align:center;">52</td> <td data-sheets-numberformat='{"1":2,"2":"0","3":1}' data-sheets-value='{"1":3,"3":23}' style="border-right:1px solid #000000;overflow:hidden;padding:0px 3px 0px 3px;vertical-align:bottom;text-align:center;">23</td> </tr> <tr style="height:20px;"> <td style="border-bottom:1px solid #000000;border-left:1px solid #000000;overflow:hidden;padding:0px 3px 0px 3px;vertical-align:bottom;"></td> <td data-sheets-value='{"1":2,"2":"Four-walled"}' style="border-bottom:1px solid #000000;overflow:hidden;padding:0px 3px 0px 3px;vertical-align:bottom;font-weight:bold;">Four-walled</td> <td data-sheets-value='{"1":2,"2":"Opal (A/H/O/H)"}' style="border-right:1px solid #000000;border-bottom:1px solid #000000;overflow:hidden;padding:0px 3px 0px 3px;vertical-align:bottom;font-weight:bold;">Opal (A/H/O/H)</td> <td data-sheets-numberformat='{"1":2,"2":"0.00","3":1}' data-sheets-value='{"1":3,"3":1.28}' style="border-bottom:1px solid #000000;overflow:hidden;padding:0px 3px 0px 3px;vertical-align:bottom;text-align:center;">1.28</td> <td data-sheets-numberformat='{"1":2,"2":"0","3":1}' data-sheets-value='{"1":3,"3":59}' style="border-bottom:1px solid #000000;overflow:hidden;padding:0px 3px 0px 3px;vertical-align:bottom;text-align:center;">59</td> <td data-sheets-numberformat='{"1":2,"2":"0","3":1}' data-sheets-value='{"1":3,"3":46}' style="border-bottom:1px solid #000000;overflow:hidden;padding:0px 3px 0px 3px;vertical-align:bottom;text-align:center;">46</td> <td data-sheets-numberformat='{"1":2,"2":"0","3":1}' data-sheets-value='{"1":3,"3":23}' style="border-right:1px solid #000000;border-bottom:1px solid #000000;overflow:hidden;padding:0px 3px 0px 3px;vertical-align:bottom;text-align:center;">23</td> </tr> <tr style="height:20px;"> <td data-sheets-value='{"1":2,"2":"Polycarbonate"}' style="border-left:1px solid #000000;overflow:hidden;padding:0px 3px 0px 3px;vertical-align:bottom;font-weight:bold;">Polycarbonate</td> <td data-sheets-value='{"1":2,"2":"Single-walled"}' style="overflow:hidden;padding:0px 3px 0px 3px;vertical-align:bottom;font-weight:bold;">Single-walled</td> <td data-sheets-value='{"1":2,"2":"Heatstop Opal (T)"}' style="border-right:1px solid #000000;overflow:hidden;padding:0px 3px 0px 3px;vertical-align:bottom;font-weight:bold;">Heatstop Opal (T)</td> <td data-sheets-numberformat='{"1":2,"2":"0.00","3":1}' data-sheets-value='{"1":3,"3":5.17}' style="overflow:hidden;padding:0px 3px 0px 3px;vertical-align:bottom;text-align:center;">5.17</td> <td data-sheets-numberformat='{"1":2,"2":"0","3":1}' data-sheets-value='{"1":3,"3":49}' style="overflow:hidden;padding:0px 3px 0px 3px;vertical-align:bottom;text-align:center;">49</td> <td data-sheets-numberformat='{"1":2,"2":"0","3":1}' data-sheets-value='{"1":3,"3":59}' style="overflow:hidden;padding:0px 3px 0px 3px;vertical-align:bottom;text-align:center;">59</td> <td data-sheets-numberformat='{"1":2,"2":"0","3":1}' data-sheets-value='{"1":2,"2":"-"}' style="border-right:1px solid #000000;overflow:hidden;padding:0px 3px 0px 3px;vertical-align:bottom;text-align:center;">-</td> </tr> <tr style="height:20px;"> <td data-sheets-value='{"1":2,"2":"Heatstop PC"}' style="border-left:1px solid #000000;overflow:hidden;padding:0px 3px 0px 3px;vertical-align:bottom;font-weight:bold;">Heatstop PC</td> <td data-sheets-value='{"1":2,"2":"Double-walled"}' style="overflow:hidden;padding:0px 3px 0px 3px;vertical-align:bottom;font-weight:bold;">Double-walled</td> <td data-sheets-value='{"1":2,"2":"Clear (T/H)"}' style="border-right:1px solid #000000;overflow:hidden;padding:0px 3px 0px 3px;vertical-align:bottom;font-weight:bold;">Clear (T/H)</td> <td data-sheets-numberformat='{"1":2,"2":"0.00","3":1}' data-sheets-value='{"1":3,"3":2.9}' style="overflow:hidden;padding:0px 3px 0px 3px;vertical-align:bottom;text-align:center;">2.90</td> <td data-sheets-numberformat='{"1":2,"2":"0","3":1}' data-sheets-value='{"1":3,"3":44}' style="overflow:hidden;padding:0px 3px 0px 3px;vertical-align:bottom;text-align:center;">44</td> <td data-sheets-numberformat='{"1":2,"2":"0","3":1}' data-sheets-value='{"1":3,"3":51}' style="overflow:hidden;padding:0px 3px 0px 3px;vertical-align:bottom;text-align:center;">51</td> <td data-sheets-numberformat='{"1":2,"2":"0","3":1}' data-sheets-value='{"1":3,"3":20}' style="border-right:1px solid #000000;overflow:hidden;padding:0px 3px 0px 3px;vertical-align:bottom;text-align:center;">20</td> </tr> <tr style="height:20px;"> <td style="border-left:1px solid #000000;overflow:hidden;padding:0px 3px 0px 3px;vertical-align:bottom;font-weight:bold;"></td> <td data-sheets-value='{"1":2,"2":"Double-walled"}' style="overflow:hidden;padding:0px 3px 0px 3px;vertical-align:bottom;font-weight:bold;">Double-walled</td> <td data-sheets-value='{"1":2,"2":"Opal (T/O)"}' style="border-right:1px solid #000000;overflow:hidden;padding:0px 3px 0px 3px;vertical-align:bottom;font-weight:bold;">Opal (T/O)</td> <td data-sheets-numberformat='{"1":2,"2":"0.00","3":1}' data-sheets-value='{"1":3,"3":2.9}' style="overflow:hidden;padding:0px 3px 0px 3px;vertical-align:bottom;text-align:center;">2.90</td> <td data-sheets-numberformat='{"1":2,"2":"0","3":1}' data-sheets-value='{"1":3,"3":41}' style="overflow:hidden;padding:0px 3px 0px 3px;vertical-align:bottom;text-align:center;">41</td> <td data-sheets-numberformat='{"1":2,"2":"0","3":1}' data-sheets-value='{"1":3,"3":45}' style="overflow:hidden;padding:0px 3px 0px 3px;vertical-align:bottom;text-align:center;">45</td> <td data-sheets-numberformat='{"1":2,"2":"0","3":1}' data-sheets-value='{"1":3,"3":20}' style="border-right:1px solid #000000;overflow:hidden;padding:0px 3px 0px 3px;vertical-align:bottom;text-align:center;">20</td> </tr> <tr style="height:20px;"> <td style="border-left:1px solid #000000;overflow:hidden;padding:0px 3px 0px 3px;vertical-align:bottom;font-weight:bold;"></td> <td data-sheets-value='{"1":2,"2":"Triple-walled"}' style="overflow:hidden; | skylux-160-ce-met-koepel-en-polyester-opstand-30-20-met-lm-motor-en-windvang-1000-x-2500-mm | 8586014851405 | 46872315003213
Smoke and heat exhaust (SHEV) | SHE system | Skylux | Skylux 160° CE with skylight and polyester curb 30/20 with double LM-actuator and spoiler 1300 x 2500 mm |  | 50784 | 5412970507840 | 8905.6 | Yes | 30-45 | 133.64 | 1300 x 2500 mm | 2500 | 1300 |  | polyester 30/20 (30 cm high & roof opening = 20 cm larger than daylight size) | Rectangular | 5.17 W/m²K - 1.28 W/m²K | 87% - 32% | 90% - 32% | 20dB - 23dB | 160° CE (for industry) | skylight | with spoiler | E | Double actuator | Maximum four-walled skylight possible for this product | Ut-value LT-value g-value Rw-value EN 1873 : 2014 EN ISO 13468 EN 16153 EN 410 EN 410 EN ISO 140-3 Material Walls Shells (W/m²K) (%) (%) (dB) Acrylic Single-walled Clear (H) 5.17 90 87 - PMMA Single-walled Opal (O) 5.17 83 76 - Double-walled Clear (H/H) 2.90 81 75 20 Double-walled Opal (O/O) 2.90 69 58 20 Triple-walled Clear (H/H/H) 1.70 73 65 22 Triple-walled Opal (O/H/O) 1.70 62 51 22 Four-walled Clear (H/H/H/H) 1.28 64 54 23 Four-walled Opal (H/H/O/H) 1.28 59 48 23 Polycarbonate Single-walled Clear (A) 5.17 88 83 - PC Single-walled Opal (D) 5.17 58 60 - Double-walled Clear (A/H) 2.90 79 72 20 Double-walled Clear (A/A) 2.90 77 69 20 Double-walled Opal (A/O) 2.90 73 63 20 Double-walled Opal (A/D) 2.90 51 50 20 Triple-walled Clear (A/H/H) 1.70 71 63 22 Triple-walled Opal (A/O/O) 1.70 61 48 22 Four-walled Clear (A/H/H/H) 1.28 64 52 23 Four-walled Opal (A/H/O/H) 1.28 59 46 23 Polycarbonate Single-walled Heatstop Opal (T) 5.17 49 59 - Heatstop PC Double-walled Clear (T/H) 2.90 44 51 20 Double-walled Opal (T/O) 2.90 41 45 20 Triple-walled Clear (T/H/H) 1.70 40 <td data-sheets-numberformat='{"1":2,"2":"0","3":1}' data-sheets-value='{"1":3,"3":44}' style="overflow:hidden;paddin | https://skylux.eu/en/products/skylux-160-ce-met-koepel-en-polyester-opstand-30-20-met-lm-motor-en-windvang-1300-x-2500-mm | https://skylux.eu/cdn/shop/files/Skylux-160deg-CE-met-koepel-en-polyester-opstand-3020-met-dubbele-LM-motor-en-windvang-1300-x-2500-mm-RWA-systeem.jpg?v=1702978486&width=1600 | https://skylux.eu/cdn/shop/files/e5a82811-1bb0-48e4-a776-cacb59c7c092_c1f5f8b6-6cac-43bd-aef7-673cb7bdbb74.jpg?v=1688550655&width=1600 | //skylux.eu/cdn/shop/files/E_MH_Mounting_instructions_Skylux_160_CE_LM.pdf?v=12406716259046007223 | //skylux.eu/cdn/shop/files/E_TD_Technical_File_Skylux_Skylux_160_CE_Electric.pdf?v=3667116872303399239 | <style type="text/css" id="isPasted"> <!--td { border: 1px solid #cccccc; } br { mso-data-placement: same-cell; } --> </style> <table border="1" cellpadding="0" cellspacing="0" dir="ltr" style="table-layout:fixed;font-size:10pt;font-family:Arial;border-collapse:collapse;border:none;"><tbody> <tr style="height:20px;"> <td style="overflow:hidden;padding:0px 3px 0px 3px;vertical-align:bottom;"></td> <td style="overflow:hidden;padding:0px 3px 0px 3px;vertical-align:bottom;"></td> <td style="overflow:hidden;padding:0px 3px 0px 3px;vertical-align:bottom;"></td> <td data-sheets-value='{"1":2,"2":"Ut-value"}' style="overflow:hidden;padding:0px 3px 0px 3px;vertical-align:bottom;font-weight:bold;text-align:center;">Ut-value</td> <td data-sheets-value='{"1":2,"2":"LT-value"}' style="overflow:hidden;padding:0px 3px 0px 3px;vertical-align:bottom;font-weight:bold;text-align:center;">LT-value</td> <td data-sheets-value='{"1":2,"2":"g-value"}' style="overflow:hidden;padding:0px 3px 0px 3px;vertical-align:bottom;font-weight:bold;text-align:center;">g-value</td> <td data-sheets-value='{"1":2,"2":"Rw-value "}' style="overflow:hidden;padding:0px 3px 0px 3px;vertical-align:bottom;font-weight:bold;text-align:center;">Rw-value </td> </tr> <tr style="height:20px;"> <td style="overflow:hidden;padding:0px 3px 0px 3px;vertical-align:bottom;"></td> <td style="overflow:hidden;padding:0px 3px 0px 3px;vertical-align:bottom;"></td> <td style="overflow:hidden;padding:0px 3px 0px 3px;vertical-align:bottom;"></td> <td data-sheets-numberformat='{"1":2,"2":"0.00","3":1}' data-sheets-value='{"1":2,"2":"EN 1873 : 2014"}' style="overflow:hidden;padding:0px 3px 0px 3px;vertical-align:bottom;text-align:center;">EN 1873 : 2014</td> <td data-sheets-numberformat='{"1":2,"2":"0","3":1}' data-sheets-value='{"1":2,"2":"EN ISO 13468 EN 16153 EN 410"}' style="overflow:hidden;padding:0px 3px 0px 3px;vertical-align:bottom;text-align:center;">EN ISO 13468 EN 16153 EN 410</td> <td data-sheets-numberformat='{"1":2,"2":"0","3":1}' data-sheets-value='{"1":2,"2":"EN 410"}' style="overflow:hidden;padding:0px 3px 0px 3px;vertical-align:bottom;text-align:center;">EN 410</td> <td data-sheets-value='{"1":2,"2":"EN ISO 140-3\t\t"}' style="overflow:hidden;padding:0px 3px 0px 3px;vertical-align:bottom;text-align:center;">EN ISO 140-3 </td> </tr> <tr style="height:20px;"> <td data-sheets-value='{"1":2,"2":"Material"}' style="border-bottom:1px solid #000000;overflow:hidden;padding:0px 3px 0px 3px;vertical-align:bottom;background-color:#000000;font-weight:bold;color:#ffffff;">Material</td> <td data-sheets-value='{"1":2,"2":"Walls"}' style="border-bottom:1px solid #000000;overflow:hidden;padding:0px 3px 0px 3px;vertical-align:bottom;background-color:#000000;font-weight:bold;color:#ffffff;">Walls</td> <td data-sheets-value='{"1":2,"2":"Shells"}' style="border-bottom:1px solid #000000;overflow:hidden;padding:0px 3px 0px 3px;vertical-align:bottom;background-color:#000000;font-weight:bold;color:#ffffff;">Shells</td> <td data-sheets-numberformat='{"1":2,"2":"0.00","3":1}' data-sheets-value='{"1":2,"2":"(W/m²K)\t"}' style="border-bottom:1px solid #000000;overflow:hidden;padding:0px 3px 0px 3px;vertical-align:bottom;background-color:#000000;font-weight:bold;color:#ffffff;text-align:center;">(W/m²K) </td> <td data-sheets-numberformat='{"1":2,"2":"0","3":1}' data-sheets-value='{"1":2,"2":"(%)"}' style="border-bottom:1px solid #000000;overflow:hidden;padding:0px 3px 0px 3px;vertical-align:bottom;background-color:#000000;font-weight:bold;color:#ffffff;text-align:center;">(%)</td> <td data-sheets-numberformat='{"1":2,"2":"0","3":1}' data-sheets-value='{"1":2,"2":"(%)"}' style="border-bottom:1px solid #000000;overflow:hidden;padding:0px 3px 0px 3px;vertical-align:bottom;background-color:#000000;font-weight:bold;color:#ffffff;text-align:center;">(%)</td> <td data-sheets-value='{"1":2,"2":"(dB)"}' style="border-bottom:1px solid #000000;overflow:hidden;padding:0px 3px 0px 3px;vertical-align:bottom;background-color:#000000;font-weight:bold;color:#ffffff;text-align:center;">(dB)</td> </tr> <tr style="height:20px;"> <td data-sheets-value='{"1":2,"2":"Acrylic"}' style="border-left:1px solid #000000;overflow:hidden;padding:0px 3px 0px 3px;vertical-align:bottom;font-weight:bold;">Acrylic</td> <td data-sheets-value='{"1":2,"2":"Single-walled"}' style="overflow:hidden;padding:0px 3px 0px 3px;vertical-align:bottom;font-weight:bold;">Single-walled</td> <td data-sheets-value='{"1":2,"2":"Clear (H)"}' style="border-right:1px solid #000000;overflow:hidden;padding:0px 3px 0px 3px;vertical-align:bottom;font-weight:bold;">Clear (H)</td> <td data-sheets-numberformat='{"1":2,"2":"0.00","3":1}' data-sheets-value='{"1":3,"3":5.17}' style="overflow:hidden;padding:0px 3px 0px 3px;vertical-align:bottom;text-align:center;">5.17</td> <td data-sheets-numberformat='{"1":2,"2":"0","3":1}' data-sheets-value='{"1":3,"3":90}' style="overflow:hidden;padding:0px 3px 0px 3px;vertical-align:bottom;text-align:center;">90</td> <td data-sheets-numberformat='{"1":2,"2":"0","3":1}' data-sheets-value='{"1":3,"3":87}' style="overflow:hidden;padding:0px 3px 0px 3px;vertical-align:bottom;text-align:center;">87</td> <td data-sheets-numberformat='{"1":2,"2":"0","3":1}' data-sheets-value='{"1":2,"2":"-"}' style="border-right:1px solid #000000;overflow:hidden;padding:0px 3px 0px 3px;vertical-align:bottom;text-align:center;">-</td> </tr> <tr style="height:20px;"> <td data-sheets-value='{"1":2,"2":"PMMA"}' style="border-left:1px solid #000000;overflow:hidden;padding:0px 3px 0px 3px;vertical-align:bottom;font-weight:bold;">PMMA</td> <td data-sheets-value='{"1":2,"2":"Single-walled"}' style="overflow:hidden;padding:0px 3px 0px 3px;vertical-align:bottom;font-weight:bold;">Single-walled</td> <td data-sheets-value='{"1":2,"2":"Opal (O)"}' style="border-right:1px solid #000000;overflow:hidden;padding:0px 3px 0px 3px;vertical-align:bottom;font-weight:bold;">Opal (O)</td> <td data-sheets-numberformat='{"1":2,"2":"0.00","3":1}' data-sheets-value='{"1":3,"3":5.17}' style="overflow:hidden;padding:0px 3px 0px 3px;vertical-align:bottom;text-align:center;">5.17</td> <td data-sheets-numberformat='{"1":2,"2":"0","3":1}' data-sheets-value='{"1":3,"3":83}' style="overflow:hidden;padding:0px 3px 0px 3px;vertical-align:bottom;text-align:center;">83</td> <td data-sheets-numberformat='{"1":2,"2":"0","3":1}' data-sheets-value='{"1":3,"3":76}' style="overflow:hidden;padding:0px 3px 0px 3px;vertical-align:bottom;text-align:center;">76</td> <td data-sheets-numberformat='{"1":2,"2":"0","3":1}' data-sheets-value='{"1":2,"2":"-"}' style="border-right:1px solid #000000;overflow:hidden;padding:0px 3px 0px 3px;vertical-align:bottom;text-align:center;">-</td> </tr> <tr style="height:20px;"> <td style="border-left:1px solid #000000;overflow:hidden;padding:0px 3px 0px 3px;vertical-align:bottom;font-weight:bold;"></td> <td data-sheets-value='{"1":2,"2":"Double-walled"}' style="overflow:hidden;padding:0px 3px 0px 3px;vertical-align:bottom;font-weight:bold;">Double-walled</td> <td data-sheets-value='{"1":2,"2":"Clear (H/H)"}' style="border-right:1px solid #000000;overflow:hidden;padding:0px 3px 0px 3px;vertical-align:bottom;font-weight:bold;">Clear (H/H)</td> <td data-sheets-numberformat='{"1":2,"2":"0.00","3":1}' data-sheets-value='{"1":3,"3":2.9}' style="overflow:hidden;padding:0px 3px 0px 3px;vertical-align:bottom;text-align:center;">2.90</td> <td data-sheets-numberformat='{"1":2,"2":"0","3":1}' data-sheets-value='{"1":3,"3":81}' style="overflow:hidden;padding:0px 3px 0px 3px;vertical-align:bottom;text-align:center;">81</td> <td data-sheets-numberformat='{"1":2,"2":"0","3":1}' data-sheets-value='{"1":3,"3":75}' style="overflow:hidden;padding:0px 3px 0px 3px;vertical-align:bottom;text-align:center;">75</td> <td data-sheets-numberformat='{"1":2,"2":"0","3":1}' data-sheets-value='{"1":3,"3":20}' style="border-right:1px solid #000000;overflow:hidden;padding:0px 3px 0px 3px;vertical-align:bottom;text-align:center;">20</td> </tr> <tr style="height:20px;"> <td style="border-left:1px solid #000000;overflow:hidden;padding:0px 3px 0px 3px;vertical-align:bottom;font-weight:bold;"></td> <td data-sheets-value='{"1":2,"2":"Double-walled"}' style="overflow:hidden;padding:0px 3px 0px 3px;vertical-align:bottom;font-weight:bold;">Double-walled</td> <td data-sheets-value='{"1":2,"2":"Opal (O/O)"}' style="border-right:1px solid #000000;overflow:hidden;padding:0px 3px 0px 3px;vertical-align:bottom;font-weight:bold;">Opal (O/O)</td> <td data-sheets-numberformat='{"1":2,"2":"0.00","3":1}' data-sheets-value='{"1":3,"3":2.9}' style="overflow:hidden;padding:0px 3px 0px 3px;vertical-align:bottom;text-align:center;">2.90</td> <td data-sheets-numberformat='{"1":2,"2":"0","3":1}' data-sheets-value='{"1":3,"3":69}' style="overflow:hidden;padding:0px 3px 0px 3px;vertical-align:bottom;text-align:center;">69</td> <td data-sheets-numberformat='{"1":2,"2":"0","3":1}' data-sheets-value='{"1":3,"3":58}' style="overflow:hidden;padding:0px 3px 0px 3px;vertical-align:bottom;text-align:center;">58</td> <td data-sheets-numberformat='{"1":2,"2":"0","3":1}' data-sheets-value='{"1":3,"3":20}' style="border-right:1px solid #000000;overflow:hidden;padding:0px 3px 0px 3px;vertical-align:bottom;text-align:center;">20</td> </tr> <tr style="height:20px;"> <td style="border-left:1px solid #000000;overflow:hidden;padding:0px 3px 0px 3px;vertical-align:bottom;font-weight:bold;"></td> <td data-sheets-value='{"1":2,"2":"Triple-walled"}' style="overflow:hidden;padding:0px 3px 0px 3px;vertical-align:bottom;font-weight:bold;">Triple-walled</td> <td data-sheets-value='{"1":2,"2":"Clear (H/H/H)"}' style="border-right:1px solid #000000;overflow:hidden;padding:0px 3px 0px 3px;vertical-align:bottom;font-weight:bold;">Clear (H/H/H)</td> <td data-sheets-numberformat='{"1":2,"2":"0.00","3":1}' data-sheets-value='{"1":3,"3":1.7}' style="overflow:hidden;padding:0px 3px 0px 3px;vertical-align:bottom;text-align:center;">1.70</td> <td data-sheets-numberformat='{"1":2,"2":"0","3":1}' data-sheets-value='{"1":3,"3":73}' style="overflow:hidden;padding:0px 3px 0px 3px;vertical-align:bottom;text-align:center;">73</td> <td data-sheets-numberformat='{"1":2,"2":"0","3":1}' data-sheets-value='{"1":3,"3":65}' style="overflow:hidden;padding:0px 3px 0px 3px;vertical-align:bottom;text-align:center;">65</td> <td data-sheets-numberformat='{"1":2,"2":"0","3":1}' data-sheets-value='{"1":3,"3":22}' style="border-right:1px solid #000000;overflow:hidden;padding:0px 3px 0px 3px;vertical-align:bottom;text-align:center;">22</td> </tr> <tr style="height:20px;"> <td style="border-left:1px solid #000000;overflow:hidden;padding:0px 3px 0px 3px;vertical-align:bottom;font-weight:bold;"></td> <td data-sheets-value='{"1":2,"2":"Triple-walled"}' style="overflow:hidden;padding:0px 3px 0px 3px;vertical-align:bottom;font-weight:bold;">Triple-walled</td> <td data-sheets-value='{"1":2,"2":"Opal (O/H/O)"}' style="border-right:1px solid #000000;overflow:hidden;padding:0px 3px 0px 3px;vertical-align:bottom;font-weight:bold;">Opal (O/H/O)</td> <td data-sheets-numberformat='{"1":2,"2":"0.00","3":1}' data-sheets-value='{"1":3,"3":1.7}' style="overflow:hidden;padding:0px 3px 0px 3px;vertical-align:bottom;text-align:center;">1.70</td> <td data-sheets-numberformat='{"1":2,"2":"0","3":1}' data-sheets-value='{"1":3,"3":62}' style="overflow:hidden;padding:0px 3px 0px 3px;vertical-align:bottom;text-align:center;">62</td> <td data-sheets-numberformat='{"1":2,"2":"0","3":1}' data-sheets-value='{"1":3,"3":51}' style="overflow:hidden;padding:0px 3px 0px 3px;vertical-align:bottom;text-align:center;">51</td> <td data-sheets-numberformat='{"1":2,"2":"0","3":1}' data-sheets-value='{"1":3,"3":22}' style="border-right:1px solid #000000;overflow:hidden;padding:0px 3px 0px 3px;vertical-align:bottom;text-align:center;">22</td> </tr> <tr style="height:20px;"> <td style="border-left:1px solid #000000;overflow:hidden;padding:0px 3px 0px 3px;vertical-align:bottom;font-weight:bold;"></td> <td data-sheets-value='{"1":2,"2":"Four-walled"}' style="overflow:hidden;padding:0px 3px 0px 3px;vertical-align:bottom;font-weight:bold;">Four-walled</td> <td data-sheets-value='{"1":2,"2":"Clear (H/H/H/H)"}' style="border-right:1px solid #000000;overflow:hidden;padding:0px 3px 0px 3px;vertical-align:bottom;font-weight:bold;">Clear (H/H/H/H)</td> <td data-sheets-numberformat='{"1":2,"2":"0.00","3":1}' data-sheets-value='{"1":3,"3":1.28}' style="overflow:hidden;padding:0px 3px 0px 3px;vertical-align:bottom;text-align:center;">1.28</td> <td data-sheets-numberformat='{"1":2,"2":"0","3":1}' data-sheets-value='{"1":3,"3":64}' style="overflow:hidden;padding:0px 3px 0px 3px;vertical-align:bottom;text-align:center;">64</td> <td data-sheets-numberformat='{"1":2,"2":"0","3":1}' data-sheets-value='{"1":3,"3":54}' style="overflow:hidden;padding:0px 3px 0px 3px;vertical-align:bottom;text-align:center;">54</td> <td data-sheets-numberformat='{"1":2,"2":"0","3":1}' data-sheets-value='{"1":3,"3":23}' style="border-right:1px solid #000000;overflow:hidden;padding:0px 3px 0px 3px;vertical-align:bottom;text-align:center;">23</td> </tr> <tr style="height:20px;"> <td style="border-bottom:1px solid #000000;border-left:1px solid #000000;overflow:hidden;padding:0px 3px 0px 3px;vertical-align:bottom;"></td> <td data-sheets-value='{"1":2,"2":"Four-walled"}' style="border-bottom:1px solid #000000;overflow:hidden;padding:0px 3px 0px 3px;vertical-align:bottom;font-weight:bold;">Four-walled</td> <td data-sheets-value='{"1":2,"2":"Opal (H/H/O/H)"}' style="border-right:1px solid #000000;border-bottom:1px solid #000000;overflow:hidden;padding:0px 3px 0px 3px;vertical-align:bottom;font-weight:bold;">Opal (H/H/O/H)</td> <td data-sheets-numberformat='{"1":2,"2":"0.00","3":1}' data-sheets-value='{"1":3,"3":1.28}' style="border-bottom:1px solid #000000;overflow:hidden;padding:0px 3px 0px 3px;vertical-align:bottom;text-align:center;">1.28</td> <td data-sheets-numberformat='{"1":2,"2":"0","3":1}' data-sheets-value='{"1":3,"3":59}' style="border-bottom:1px solid #000000;overflow:hidden;padding:0px 3px 0px 3px;vertical-align:bottom;text-align:center;">59</td> <td data-sheets-numberformat='{"1":2,"2":"0","3":1}' data-sheets-value='{"1":3,"3":48}' style="border-bottom:1px solid #000000;overflow:hidden;padding:0px 3px 0px 3px;vertical-align:bottom;text-align:center;">48</td> <td data-sheets-numberformat='{"1":2,"2":"0","3":1}' data-sheets-value='{"1":3,"3":23}' style="border-right:1px solid #000000;border-bottom:1px solid #000000;overflow:hidden;padding:0px 3px 0px 3px;vertical-align:bottom;text-align:center;">23</td> </tr> <tr style="height:20px;"> <td data-sheets-value='{"1":2,"2":"Polycarbonate "}' style="border-left:1px solid #000000;overflow:hidden;padding:0px 3px 0px 3px;vertical-align:bottom;font-weight:bold;">Polycarbonate </td> <td data-sheets-value='{"1":2,"2":"Single-walled"}' style="overflow:hidden;padding:0px 3px 0px 3px;vertical-align:bottom;font-weight:bold;">Single-walled</td> <td data-sheets-value='{"1":2,"2":"Clear (A)"}' style="border-right:1px solid #000000;overflow:hidden;padding:0px 3px 0px 3px;vertical-align:bottom;font-weight:bold;">Clear (A)</td> <td data-sheets-numberformat='{"1":2,"2":"0.00","3":1}' data-sheets-value='{"1":3,"3":5.17}' style="overflow:hidden;padding:0px 3px 0px 3px;vertical-align:bottom;text-align:center;">5.17</td> <td data-sheets-numberformat='{"1":2,"2":"0","3":1}' data-sheets-value='{"1":3,"3":88}' style="overflow:hidden;padding:0px 3px 0px 3px;vertical-align:bottom;text-align:center;">88</td> <td data-sheets-numberformat='{"1":2,"2":"0","3":1}' data-sheets-value='{"1":3,"3":83}' style="overflow:hidden;padding:0px 3px 0px 3px;vertical-align:bottom;text-align:center;">83</td> <td data-sheets-numberformat='{"1":2,"2":"0","3":1}' data-sheets-value='{"1":2,"2":"-"}' style="border-right:1px solid #000000;overflow:hidden;padding:0px 3px 0px 3px;vertical-align:bottom;text-align:center;">-</td> </tr> <tr style="height:20px;"> <td data-sheets-value='{"1":2,"2":"PC"}' style="border-left:1px solid #000000;overflow:hidden;padding:0px 3px 0px 3px;vertical-align:bottom;font-weight:bold;">PC</td> <td data-sheets-value='{"1":2,"2":"Single-walled"}' style="overflow:hidden;padding:0px 3px 0px 3px;vertical-align:bottom;font-weight:bold;">Single-walled</td> <td data-sheets-value='{"1":2,"2":"Opal (D)"}' style="border-right:1px solid #000000;overflow:hidden;padding:0px 3px 0px 3px;vertical-align:bottom;font-weight:bold;">Opal (D)</td> <td data-sheets-numberformat='{"1":2,"2":"0.00","3":1}' data-sheets-value='{"1":3,"3":5.17}' style="overflow:hidden;padding:0px 3px 0px 3px;vertical-align:bottom;text-align:center;">5.17</td> <td data-sheets-numberformat='{"1":2,"2":"0","3":1}' data-sheets-value='{"1":3,"3":58}' style="overflow:hidden;padding:0px 3px 0px 3px;vertical-align:bottom;text-align:center;">58</td> <td data-sheets-numberformat='{"1":2,"2":"0","3":1}' data-sheets-value='{"1":3,"3":60}' style="overflow:hidden;padding:0px 3px 0px 3px;vertical-align:bottom;text-align:center;">60</td> <td data-sheets-numberformat='{"1":2,"2":"0","3":1}' data-sheets-value='{"1":2,"2":"-"}' style="border-right:1px solid #000000;overflow:hidden;padding:0px 3px 0px 3px;vertical-align:bottom;text-align:center;">-</td> </tr> <tr style="height:20px;"> <td style="border-left:1px solid #000000;overflow:hidden;padding:0px 3px 0px 3px;vertical-align:bottom;font-weight:bold;"></td> <td data-sheets-value='{"1":2,"2":"Double-walled"}' style="overflow:hidden;padding:0px 3px 0px 3px;vertical-align:bottom;font-weight:bold;">Double-walled</td> <td data-sheets-value='{"1":2,"2":"Clear (A/H)"}' style="border-right:1px solid #000000;overflow:hidden;padding:0px 3px 0px 3px;vertical-align:bottom;font-weight:bold;">Clear (A/H)</td> <td data-sheets-numberformat='{"1":2,"2":"0.00","3":1}' data-sheets-value='{"1":3,"3":2.9}' style="overflow:hidden;padding:0px 3px 0px 3px;vertical-align:bottom;text-align:center;">2.90</td> <td data-sheets-numberformat='{"1":2,"2":"0","3":1}' data-sheets-value='{"1":3,"3":79}' style="overflow:hidden;padding:0px 3px 0px 3px;vertical-align:bottom;text-align:center;">79</td> <td data-sheets-numberformat='{"1":2,"2":"0","3":1}' data-sheets-value='{"1":3,"3":72}' style="overflow:hidden;padding:0px 3px 0px 3px;vertical-align:bottom;text-align:center;">72</td> <td data-sheets-numberformat='{"1":2,"2":"0","3":1}' data-sheets-value='{"1":3,"3":20}' style="border-right:1px solid #000000;overflow:hidden;padding:0px 3px 0px 3px;vertical-align:bottom;text-align:center;">20</td> </tr> <tr style="height:20px;"> <td style="border-left:1px solid #000000;overflow:hidden;padding:0px 3px 0px 3px;vertical-align:bottom;font-weight:bold;"></td> <td data-sheets-value='{"1":2,"2":"Double-walled"}' style="overflow:hidden;padding:0px 3px 0px 3px;vertical-align:bottom;font-weight:bold;">Double-walled</td> <td data-sheets-value='{"1":2,"2":"Clear (A/A)"}' style="border-right:1px solid #000000;overflow:hidden;padding:0px 3px 0px 3px;vertical-align:bottom;font-weight:bold;">Clear (A/A)</td> <td data-sheets-numberformat='{"1":2,"2":"0.00","3":1}' data-sheets-value='{"1":3,"3":2.9}' style="overflow:hidden;padding:0px 3px 0px 3px;vertical-align:bottom;text-align:center;">2.90</td> <td data-sheets-numberformat='{"1":2,"2":"0","3":1}' data-sheets-value='{"1":3,"3":77}' style="overflow:hidden;padding:0px 3px 0px 3px;vertical-align:bottom;text-align:center;">77</td> <td data-sheets-numberformat='{"1":2,"2":"0","3":1}' data-sheets-value='{"1":3,"3":69}' style="overflow:hidden;padding:0px 3px 0px 3px;vertical-align:bottom;text-align:center;">69</td> <td data-sheets-numberformat='{"1":2,"2":"0","3":1}' data-sheets-value='{"1":3,"3":20}' style="border-right:1px solid #000000;overflow:hidden;padding:0px 3px 0px 3px;vertical-align:bottom;text-align:center;">20</td> </tr> <tr style="height:20px;"> <td style="border-left:1px solid #000000;overflow:hidden;padding:0px 3px 0px 3px;vertical-align:bottom;font-weight:bold;"></td> <td data-sheets-value='{"1":2,"2":"Double-walled"}' style="overflow:hidden;padding:0px 3px 0px 3px;vertical-align:bottom;font-weight:bold;">Double-walled</td> <td data-sheets-value='{"1":2,"2":"Opal (A/O)"}' style="border-right:1px solid #000000;overflow:hidden;padding:0px 3px 0px 3px;vertical-align:bottom;font-weight:bold;">Opal (A/O)</td> <td data-sheets-numberformat='{"1":2,"2":"0.00","3":1}' data-sheets-value='{"1":3,"3":2.9}' style="overflow:hidden;padding:0px 3px 0px 3px;vertical-align:bottom;text-align:center;">2.90</td> <td data-sheets-numberformat='{"1":2,"2":"0","3":1}' data-sheets-value='{"1":3,"3":73}' style="overflow:hidden;padding:0px 3px 0px 3px;vertical-align:bottom;text-align:center;">73</td> <td data-sheets-numberformat='{"1":2,"2":"0","3":1}' data-sheets-value='{"1":3,"3":63}' style="overflow:hidden;padding:0px 3px 0px 3px;vertical-align:bottom;text-align:center;">63</td> <td data-sheets-numberformat='{"1":2,"2":"0","3":1}' data-sheets-value='{"1":3,"3":20}' style="border-right:1px solid #000000;overflow:hidden;padding:0px 3px 0px 3px;vertical-align:bottom;text-align:center;">20</td> </tr> <tr style="height:20px;"> <td style="border-left:1px solid #000000;overflow:hidden;padding:0px 3px 0px 3px;vertical-align:bottom;font-weight:bold;"></td> <td data-sheets-value='{"1":2,"2":"Double-walled"}' style="overflow:hidden;padding:0px 3px 0px 3px;vertical-align:bottom;font-weight:bold;">Double-walled</td> <td data-sheets-value='{"1":2,"2":"Opal (A/D)"}' style="border-right:1px solid #000000;overflow:hidden;padding:0px 3px 0px 3px;vertical-align:bottom;font-weight:bold;">Opal (A/D)</td> <td data-sheets-numberformat='{"1":2,"2":"0.00","3":1}' data-sheets-value='{"1":3,"3":2.9}' style="overflow:hidden;padding:0px 3px 0px 3px;vertical-align:bottom;text-align:center;">2.90</td> <td data-sheets-numberformat='{"1":2,"2":"0","3":1}' data-sheets-value='{"1":3,"3":51}' style="overflow:hidden;padding:0px 3px 0px 3px;vertical-align:bottom;text-align:center;">51</td> <td data-sheets-numberformat='{"1":2,"2":"0","3":1}' data-sheets-value='{"1":3,"3":50}' style="overflow:hidden;padding:0px 3px 0px 3px;vertical-align:bottom;text-align:center;">50</td> <td data-sheets-numberformat='{"1":2,"2":"0","3":1}' data-sheets-value='{"1":3,"3":20}' style="border-right:1px solid #000000;overflow:hidden;padding:0px 3px 0px 3px;vertical-align:bottom;text-align:center;">20</td> </tr> <tr style="height:20px;"> <td style="border-left:1px solid #000000;overflow:hidden;padding:0px 3px 0px 3px;vertical-align:bottom;font-weight:bold;"></td> <td data-sheets-value='{"1":2,"2":"Triple-walled"}' style="overflow:hidden;padding:0px 3px 0px 3px;vertical-align:bottom;font-weight:bold;">Triple-walled</td> <td data-sheets-value='{"1":2,"2":"Clear (A/H/H)"}' style="border-right:1px solid #000000;overflow:hidden;padding:0px 3px 0px 3px;vertical-align:bottom;font-weight:bold;">Clear (A/H/H)</td> <td data-sheets-numberformat='{"1":2,"2":"0.00","3":1}' data-sheets-value='{"1":3,"3":1.7}' style="overflow:hidden;padding:0px 3px 0px 3px;vertical-align:bottom;text-align:center;">1.70</td> <td data-sheets-numberformat='{"1":2,"2":"0","3":1}' data-sheets-value='{"1":3,"3":71}' style="overflow:hidden;padding:0px 3px 0px 3px;vertical-align:bottom;text-align:center;">71</td> <td data-sheets-numberformat='{"1":2,"2":"0","3":1}' data-sheets-value='{"1":3,"3":63}' style="overflow:hidden;padding:0px 3px 0px 3px;vertical-align:bottom;text-align:center;">63</td> <td data-sheets-numberformat='{"1":2,"2":"0","3":1}' data-sheets-value='{"1":3,"3":22}' style="border-right:1px solid #000000;overflow:hidden;padding:0px 3px 0px 3px;vertical-align:bottom;text-align:center;">22</td> </tr> <tr style="height:20px;"> <td style="border-left:1px solid #000000;overflow:hidden;padding:0px 3px 0px 3px;vertical-align:bottom;font-weight:bold;"></td> <td data-sheets-value='{"1":2,"2":"Triple-walled"}' style="overflow:hidden;padding:0px 3px 0px 3px;vertical-align:bottom;font-weight:bold;">Triple-walled</td> <td data-sheets-value='{"1":2,"2":"Opal (A/O/O)"}' style="border-right:1px solid #000000;overflow:hidden;padding:0px 3px 0px 3px;vertical-align:bottom;font-weight:bold;">Opal (A/O/O)</td> <td data-sheets-numberformat='{"1":2,"2":"0.00","3":1}' data-sheets-value='{"1":3,"3":1.7}' style="overflow:hidden;padding:0px 3px 0px 3px;vertical-align:bottom;text-align:center;">1.70</td> <td data-sheets-numberformat='{"1":2,"2":"0","3":1}' data-sheets-value='{"1":3,"3":61}' style="overflow:hidden;padding:0px 3px 0px 3px;vertical-align:bottom;text-align:center;">61</td> <td data-sheets-numberformat='{"1":2,"2":"0","3":1}' data-sheets-value='{"1":3,"3":48}' style="overflow:hidden;padding:0px 3px 0px 3px;vertical-align:bottom;text-align:center;">48</td> <td data-sheets-numberformat='{"1":2,"2":"0","3":1}' data-sheets-value='{"1":3,"3":22}' style="border-right:1px solid #000000;overflow:hidden;padding:0px 3px 0px 3px;vertical-align:bottom;text-align:center;">22</td> </tr> <tr style="height:20px;"> <td style="border-left:1px solid #000000;overflow:hidden;padding:0px 3px 0px 3px;vertical-align:bottom;font-weight:bold;"></td> <td data-sheets-value='{"1":2,"2":"Four-walled"}' style="overflow:hidden;padding:0px 3px 0px 3px;vertical-align:bottom;font-weight:bold;">Four-walled</td> <td data-sheets-value='{"1":2,"2":"Clear (A/H/H/H)"}' style="border-right:1px solid #000000;overflow:hidden;padding:0px 3px 0px 3px;vertical-align:bottom;font-weight:bold;">Clear (A/H/H/H)</td> <td data-sheets-numberformat='{"1":2,"2":"0.00","3":1}' data-sheets-value='{"1":3,"3":1.28}' style="overflow:hidden;padding:0px 3px 0px 3px;vertical-align:bottom;text-align:center;">1.28</td> <td data-sheets-numberformat='{"1":2,"2":"0","3":1}' data-sheets-value='{"1":3,"3":64}' style="overflow:hidden;padding:0px 3px 0px 3px;vertical-align:bottom;text-align:center;">64</td> <td data-sheets-numberformat='{"1":2,"2":"0","3":1}' data-sheets-value='{"1":3,"3":52}' style="overflow:hidden;padding:0px 3px 0px 3px;vertical-align:bottom;text-align:center;">52</td> <td data-sheets-numberformat='{"1":2,"2":"0","3":1}' data-sheets-value='{"1":3,"3":23}' style="border-right:1px solid #000000;overflow:hidden;padding:0px 3px 0px 3px;vertical-align:bottom;text-align:center;">23</td> </tr> <tr style="height:20px;"> <td style="border-bottom:1px solid #000000;border-left:1px solid #000000;overflow:hidden;padding:0px 3px 0px 3px;vertical-align:bottom;"></td> <td data-sheets-value='{"1":2,"2":"Four-walled"}' style="border-bottom:1px solid #000000;overflow:hidden;padding:0px 3px 0px 3px;vertical-align:bottom;font-weight:bold;">Four-walled</td> <td data-sheets-value='{"1":2,"2":"Opal (A/H/O/H)"}' style="border-right:1px solid #000000;border-bottom:1px solid #000000;overflow:hidden;padding:0px 3px 0px 3px;vertical-align:bottom;font-weight:bold;">Opal (A/H/O/H)</td> <td data-sheets-numberformat='{"1":2,"2":"0.00","3":1}' data-sheets-value='{"1":3,"3":1.28}' style="border-bottom:1px solid #000000;overflow:hidden;padding:0px 3px 0px 3px;vertical-align:bottom;text-align:center;">1.28</td> <td data-sheets-numberformat='{"1":2,"2":"0","3":1}' data-sheets-value='{"1":3,"3":59}' style="border-bottom:1px solid #000000;overflow:hidden;padding:0px 3px 0px 3px;vertical-align:bottom;text-align:center;">59</td> <td data-sheets-numberformat='{"1":2,"2":"0","3":1}' data-sheets-value='{"1":3,"3":46}' style="border-bottom:1px solid #000000;overflow:hidden;padding:0px 3px 0px 3px;vertical-align:bottom;text-align:center;">46</td> <td data-sheets-numberformat='{"1":2,"2":"0","3":1}' data-sheets-value='{"1":3,"3":23}' style="border-right:1px solid #000000;border-bottom:1px solid #000000;overflow:hidden;padding:0px 3px 0px 3px;vertical-align:bottom;text-align:center;">23</td> </tr> <tr style="height:20px;"> <td data-sheets-value='{"1":2,"2":"Polycarbonate"}' style="border-left:1px solid #000000;overflow:hidden;padding:0px 3px 0px 3px;vertical-align:bottom;font-weight:bold;">Polycarbonate</td> <td data-sheets-value='{"1":2,"2":"Single-walled"}' style="overflow:hidden;padding:0px 3px 0px 3px;vertical-align:bottom;font-weight:bold;">Single-walled</td> <td data-sheets-value='{"1":2,"2":"Heatstop Opal (T)"}' style="border-right:1px solid #000000;overflow:hidden;padding:0px 3px 0px 3px;vertical-align:bottom;font-weight:bold;">Heatstop Opal (T)</td> <td data-sheets-numberformat='{"1":2,"2":"0.00","3":1}' data-sheets-value='{"1":3,"3":5.17}' style="overflow:hidden;padding:0px 3px 0px 3px;vertical-align:bottom;text-align:center;">5.17</td> <td data-sheets-numberformat='{"1":2,"2":"0","3":1}' data-sheets-value='{"1":3,"3":49}' style="overflow:hidden;padding:0px 3px 0px 3px;vertical-align:bottom;text-align:center;">49</td> <td data-sheets-numberformat='{"1":2,"2":"0","3":1}' data-sheets-value='{"1":3,"3":59}' style="overflow:hidden;padding:0px 3px 0px 3px;vertical-align:bottom;text-align:center;">59</td> <td data-sheets-numberformat='{"1":2,"2":"0","3":1}' data-sheets-value='{"1":2,"2":"-"}' style="border-right:1px solid #000000;overflow:hidden;padding:0px 3px 0px 3px;vertical-align:bottom;text-align:center;">-</td> </tr> <tr style="height:20px;"> <td data-sheets-value='{"1":2,"2":"Heatstop PC"}' style="border-left:1px solid #000000;overflow:hidden;padding:0px 3px 0px 3px;vertical-align:bottom;font-weight:bold;">Heatstop PC</td> <td data-sheets-value='{"1":2,"2":"Double-walled"}' style="overflow:hidden;padding:0px 3px 0px 3px;vertical-align:bottom;font-weight:bold;">Double-walled</td> <td data-sheets-value='{"1":2,"2":"Clear (T/H)"}' style="border-right:1px solid #000000;overflow:hidden;padding:0px 3px 0px 3px;vertical-align:bottom;font-weight:bold;">Clear (T/H)</td> <td data-sheets-numberformat='{"1":2,"2":"0.00","3":1}' data-sheets-value='{"1":3,"3":2.9}' style="overflow:hidden;padding:0px 3px 0px 3px;vertical-align:bottom;text-align:center;">2.90</td> <td data-sheets-numberformat='{"1":2,"2":"0","3":1}' data-sheets-value='{"1":3,"3":44}' style="overflow:hidden;padding:0px 3px 0px 3px;vertical-align:bottom;text-align:center;">44</td> <td data-sheets-numberformat='{"1":2,"2":"0","3":1}' data-sheets-value='{"1":3,"3":51}' style="overflow:hidden;padding:0px 3px 0px 3px;vertical-align:bottom;text-align:center;">51</td> <td data-sheets-numberformat='{"1":2,"2":"0","3":1}' data-sheets-value='{"1":3,"3":20}' style="border-right:1px solid #000000;overflow:hidden;padding:0px 3px 0px 3px;vertical-align:bottom;text-align:center;">20</td> </tr> <tr style="height:20px;"> <td style="border-left:1px solid #000000;overflow:hidden;padding:0px 3px 0px 3px;vertical-align:bottom;font-weight:bold;"></td> <td data-sheets-value='{"1":2,"2":"Double-walled"}' style="overflow:hidden;padding:0px 3px 0px 3px;vertical-align:bottom;font-weight:bold;">Double-walled</td> <td data-sheets-value='{"1":2,"2":"Opal (T/O)"}' style="border-right:1px solid #000000;overflow:hidden;padding:0px 3px 0px 3px;vertical-align:bottom;font-weight:bold;">Opal (T/O)</td> <td data-sheets-numberformat='{"1":2,"2":"0.00","3":1}' data-sheets-value='{"1":3,"3":2.9}' style="overflow:hidden;padding:0px 3px 0px 3px;vertical-align:bottom;text-align:center;">2.90</td> <td data-sheets-numberformat='{"1":2,"2":"0","3":1}' data-sheets-value='{"1":3,"3":41}' style="overflow:hidden;padding:0px 3px 0px 3px;vertical-align:bottom;text-align:center;">41</td> <td data-sheets-numberformat='{"1":2,"2":"0","3":1}' data-sheets-value='{"1":3,"3":45}' style="overflow:hidden;padding:0px 3px 0px 3px;vertical-align:bottom;text-align:center;">45</td> <td data-sheets-numberformat='{"1":2,"2":"0","3":1}' data-sheets-value='{"1":3,"3":20}' style="border-right:1px solid #000000;overflow:hidden;padding:0px 3px 0px 3px;vertical-align:bottom;text-align:center;">20</td> </tr> <tr style="height:20px;"> <td style="border-left:1px solid #000000;overflow:hidden;padding:0px 3px 0px 3px;vertical-align:bottom;font-weight:bold;"></td> <td data-sheets-value='{"1":2,"2":"Triple-walled"}' style="overflow:hidden; | skylux-160-ce-met-koepel-en-polyester-opstand-30-20-met-lm-motor-en-windvang-1300-x-2500-mm | 8586015146317 | 46872315887949
Smoke and heat exhaust (SHEV) | SHE system | Skylux | Skylux 160° CE with skylight and polyester curb 30/20 with double LM-actuator and spoiler 1300 x 2800 mm |  | 50785 | 5412970507857 | 9481.6 | Yes | 30-45 | 141.86 | 1300 x 2800 mm | 2800 | 1300 |  | polyester 30/20 (30 cm high & roof opening = 20 cm larger than daylight size) | Rectangular | 5.17 W/m²K - 1.28 W/m²K | 87% - 32% | 90% - 32% | 20dB - 23dB | 160° CE (for industry) | skylight | with spoiler | E | Double actuator | Maximum four-walled skylight possible for this product | Ut-value LT-value g-value Rw-value EN 1873 : 2014 EN ISO 13468 EN 16153 EN 410 EN 410 EN ISO 140-3 Material Walls Shells (W/m²K) (%) (%) (dB) Acrylic Single-walled Clear (H) 5.17 90 87 - PMMA Single-walled Opal (O) 5.17 83 76 - Double-walled Clear (H/H) 2.90 81 75 20 Double-walled Opal (O/O) 2.90 69 58 20 Triple-walled Clear (H/H/H) 1.70 73 65 22 Triple-walled Opal (O/H/O) 1.70 62 51 22 Four-walled Clear (H/H/H/H) 1.28 64 54 23 Four-walled Opal (H/H/O/H) 1.28 59 48 23 Polycarbonate Single-walled Clear (A) 5.17 88 83 - PC Single-walled Opal (D) 5.17 58 60 - Double-walled Clear (A/H) 2.90 79 72 20 Double-walled Clear (A/A) 2.90 77 69 20 Double-walled Opal (A/O) 2.90 73 63 20 Double-walled Opal (A/D) 2.90 51 50 20 Triple-walled Clear (A/H/H) 1.70 71 63 22 Triple-walled Opal (A/O/O) 1.70 61 48 22 Four-walled Clear (A/H/H/H) 1.28 64 52 23 Four-walled Opal (A/H/O/H) 1.28 59 46 23 Polycarbonate Single-walled Heatstop Opal (T) 5.17 49 59 - Heatstop PC Double-walled Clear (T/H) 2.90 44 51 20 Double-walled Opal (T/O) 2.90 41 45 20 Triple-walled Clear (T/H/H) 1.70 40 <td data-sheets-numberformat='{"1":2,"2":"0","3":1}' data-sheets-value='{"1":3,"3":44}' style="overflow:hidden;paddin | https://skylux.eu/en/products/skylux-160-ce-met-koepel-en-polyester-opstand-30-20-met-lm-motor-en-windvang-1300-x-2800-mm | https://skylux.eu/cdn/shop/files/Skylux-160deg-CE-met-koepel-en-polyester-opstand-3020-met-dubbele-LM-motor-en-windvang-1300-x-2800-mm-RWA-systeem.jpg?v=1702978492&width=1600 | https://skylux.eu/cdn/shop/files/e5a82811-1bb0-48e4-a776-cacb59c7c092_c7578732-df92-48a9-9992-cbb6f9467869.jpg?v=1688550657&width=1600 | //skylux.eu/cdn/shop/files/E_MH_Mounting_instructions_Skylux_160_CE_LM.pdf?v=12406716259046007223 | //skylux.eu/cdn/shop/files/E_TD_Technical_File_Skylux_Skylux_160_CE_Electric.pdf?v=3667116872303399239 | <style type="text/css" id="isPasted"> <!--td { border: 1px solid #cccccc; } br { mso-data-placement: same-cell; } --> </style> <table border="1" cellpadding="0" cellspacing="0" dir="ltr" style="table-layout:fixed;font-size:10pt;font-family:Arial;border-collapse:collapse;border:none;"><tbody> <tr style="height:20px;"> <td style="overflow:hidden;padding:0px 3px 0px 3px;vertical-align:bottom;"></td> <td style="overflow:hidden;padding:0px 3px 0px 3px;vertical-align:bottom;"></td> <td style="overflow:hidden;padding:0px 3px 0px 3px;vertical-align:bottom;"></td> <td data-sheets-value='{"1":2,"2":"Ut-value"}' style="overflow:hidden;padding:0px 3px 0px 3px;vertical-align:bottom;font-weight:bold;text-align:center;">Ut-value</td> <td data-sheets-value='{"1":2,"2":"LT-value"}' style="overflow:hidden;padding:0px 3px 0px 3px;vertical-align:bottom;font-weight:bold;text-align:center;">LT-value</td> <td data-sheets-value='{"1":2,"2":"g-value"}' style="overflow:hidden;padding:0px 3px 0px 3px;vertical-align:bottom;font-weight:bold;text-align:center;">g-value</td> <td data-sheets-value='{"1":2,"2":"Rw-value "}' style="overflow:hidden;padding:0px 3px 0px 3px;vertical-align:bottom;font-weight:bold;text-align:center;">Rw-value </td> </tr> <tr style="height:20px;"> <td style="overflow:hidden;padding:0px 3px 0px 3px;vertical-align:bottom;"></td> <td style="overflow:hidden;padding:0px 3px 0px 3px;vertical-align:bottom;"></td> <td style="overflow:hidden;padding:0px 3px 0px 3px;vertical-align:bottom;"></td> <td data-sheets-numberformat='{"1":2,"2":"0.00","3":1}' data-sheets-value='{"1":2,"2":"EN 1873 : 2014"}' style="overflow:hidden;padding:0px 3px 0px 3px;vertical-align:bottom;text-align:center;">EN 1873 : 2014</td> <td data-sheets-numberformat='{"1":2,"2":"0","3":1}' data-sheets-value='{"1":2,"2":"EN ISO 13468 EN 16153 EN 410"}' style="overflow:hidden;padding:0px 3px 0px 3px;vertical-align:bottom;text-align:center;">EN ISO 13468 EN 16153 EN 410</td> <td data-sheets-numberformat='{"1":2,"2":"0","3":1}' data-sheets-value='{"1":2,"2":"EN 410"}' style="overflow:hidden;padding:0px 3px 0px 3px;vertical-align:bottom;text-align:center;">EN 410</td> <td data-sheets-value='{"1":2,"2":"EN ISO 140-3\t\t"}' style="overflow:hidden;padding:0px 3px 0px 3px;vertical-align:bottom;text-align:center;">EN ISO 140-3 </td> </tr> <tr style="height:20px;"> <td data-sheets-value='{"1":2,"2":"Material"}' style="border-bottom:1px solid #000000;overflow:hidden;padding:0px 3px 0px 3px;vertical-align:bottom;background-color:#000000;font-weight:bold;color:#ffffff;">Material</td> <td data-sheets-value='{"1":2,"2":"Walls"}' style="border-bottom:1px solid #000000;overflow:hidden;padding:0px 3px 0px 3px;vertical-align:bottom;background-color:#000000;font-weight:bold;color:#ffffff;">Walls</td> <td data-sheets-value='{"1":2,"2":"Shells"}' style="border-bottom:1px solid #000000;overflow:hidden;padding:0px 3px 0px 3px;vertical-align:bottom;background-color:#000000;font-weight:bold;color:#ffffff;">Shells</td> <td data-sheets-numberformat='{"1":2,"2":"0.00","3":1}' data-sheets-value='{"1":2,"2":"(W/m²K)\t"}' style="border-bottom:1px solid #000000;overflow:hidden;padding:0px 3px 0px 3px;vertical-align:bottom;background-color:#000000;font-weight:bold;color:#ffffff;text-align:center;">(W/m²K) </td> <td data-sheets-numberformat='{"1":2,"2":"0","3":1}' data-sheets-value='{"1":2,"2":"(%)"}' style="border-bottom:1px solid #000000;overflow:hidden;padding:0px 3px 0px 3px;vertical-align:bottom;background-color:#000000;font-weight:bold;color:#ffffff;text-align:center;">(%)</td> <td data-sheets-numberformat='{"1":2,"2":"0","3":1}' data-sheets-value='{"1":2,"2":"(%)"}' style="border-bottom:1px solid #000000;overflow:hidden;padding:0px 3px 0px 3px;vertical-align:bottom;background-color:#000000;font-weight:bold;color:#ffffff;text-align:center;">(%)</td> <td data-sheets-value='{"1":2,"2":"(dB)"}' style="border-bottom:1px solid #000000;overflow:hidden;padding:0px 3px 0px 3px;vertical-align:bottom;background-color:#000000;font-weight:bold;color:#ffffff;text-align:center;">(dB)</td> </tr> <tr style="height:20px;"> <td data-sheets-value='{"1":2,"2":"Acrylic"}' style="border-left:1px solid #000000;overflow:hidden;padding:0px 3px 0px 3px;vertical-align:bottom;font-weight:bold;">Acrylic</td> <td data-sheets-value='{"1":2,"2":"Single-walled"}' style="overflow:hidden;padding:0px 3px 0px 3px;vertical-align:bottom;font-weight:bold;">Single-walled</td> <td data-sheets-value='{"1":2,"2":"Clear (H)"}' style="border-right:1px solid #000000;overflow:hidden;padding:0px 3px 0px 3px;vertical-align:bottom;font-weight:bold;">Clear (H)</td> <td data-sheets-numberformat='{"1":2,"2":"0.00","3":1}' data-sheets-value='{"1":3,"3":5.17}' style="overflow:hidden;padding:0px 3px 0px 3px;vertical-align:bottom;text-align:center;">5.17</td> <td data-sheets-numberformat='{"1":2,"2":"0","3":1}' data-sheets-value='{"1":3,"3":90}' style="overflow:hidden;padding:0px 3px 0px 3px;vertical-align:bottom;text-align:center;">90</td> <td data-sheets-numberformat='{"1":2,"2":"0","3":1}' data-sheets-value='{"1":3,"3":87}' style="overflow:hidden;padding:0px 3px 0px 3px;vertical-align:bottom;text-align:center;">87</td> <td data-sheets-numberformat='{"1":2,"2":"0","3":1}' data-sheets-value='{"1":2,"2":"-"}' style="border-right:1px solid #000000;overflow:hidden;padding:0px 3px 0px 3px;vertical-align:bottom;text-align:center;">-</td> </tr> <tr style="height:20px;"> <td data-sheets-value='{"1":2,"2":"PMMA"}' style="border-left:1px solid #000000;overflow:hidden;padding:0px 3px 0px 3px;vertical-align:bottom;font-weight:bold;">PMMA</td> <td data-sheets-value='{"1":2,"2":"Single-walled"}' style="overflow:hidden;padding:0px 3px 0px 3px;vertical-align:bottom;font-weight:bold;">Single-walled</td> <td data-sheets-value='{"1":2,"2":"Opal (O)"}' style="border-right:1px solid #000000;overflow:hidden;padding:0px 3px 0px 3px;vertical-align:bottom;font-weight:bold;">Opal (O)</td> <td data-sheets-numberformat='{"1":2,"2":"0.00","3":1}' data-sheets-value='{"1":3,"3":5.17}' style="overflow:hidden;padding:0px 3px 0px 3px;vertical-align:bottom;text-align:center;">5.17</td> <td data-sheets-numberformat='{"1":2,"2":"0","3":1}' data-sheets-value='{"1":3,"3":83}' style="overflow:hidden;padding:0px 3px 0px 3px;vertical-align:bottom;text-align:center;">83</td> <td data-sheets-numberformat='{"1":2,"2":"0","3":1}' data-sheets-value='{"1":3,"3":76}' style="overflow:hidden;padding:0px 3px 0px 3px;vertical-align:bottom;text-align:center;">76</td> <td data-sheets-numberformat='{"1":2,"2":"0","3":1}' data-sheets-value='{"1":2,"2":"-"}' style="border-right:1px solid #000000;overflow:hidden;padding:0px 3px 0px 3px;vertical-align:bottom;text-align:center;">-</td> </tr> <tr style="height:20px;"> <td style="border-left:1px solid #000000;overflow:hidden;padding:0px 3px 0px 3px;vertical-align:bottom;font-weight:bold;"></td> <td data-sheets-value='{"1":2,"2":"Double-walled"}' style="overflow:hidden;padding:0px 3px 0px 3px;vertical-align:bottom;font-weight:bold;">Double-walled</td> <td data-sheets-value='{"1":2,"2":"Clear (H/H)"}' style="border-right:1px solid #000000;overflow:hidden;padding:0px 3px 0px 3px;vertical-align:bottom;font-weight:bold;">Clear (H/H)</td> <td data-sheets-numberformat='{"1":2,"2":"0.00","3":1}' data-sheets-value='{"1":3,"3":2.9}' style="overflow:hidden;padding:0px 3px 0px 3px;vertical-align:bottom;text-align:center;">2.90</td> <td data-sheets-numberformat='{"1":2,"2":"0","3":1}' data-sheets-value='{"1":3,"3":81}' style="overflow:hidden;padding:0px 3px 0px 3px;vertical-align:bottom;text-align:center;">81</td> <td data-sheets-numberformat='{"1":2,"2":"0","3":1}' data-sheets-value='{"1":3,"3":75}' style="overflow:hidden;padding:0px 3px 0px 3px;vertical-align:bottom;text-align:center;">75</td> <td data-sheets-numberformat='{"1":2,"2":"0","3":1}' data-sheets-value='{"1":3,"3":20}' style="border-right:1px solid #000000;overflow:hidden;padding:0px 3px 0px 3px;vertical-align:bottom;text-align:center;">20</td> </tr> <tr style="height:20px;"> <td style="border-left:1px solid #000000;overflow:hidden;padding:0px 3px 0px 3px;vertical-align:bottom;font-weight:bold;"></td> <td data-sheets-value='{"1":2,"2":"Double-walled"}' style="overflow:hidden;padding:0px 3px 0px 3px;vertical-align:bottom;font-weight:bold;">Double-walled</td> <td data-sheets-value='{"1":2,"2":"Opal (O/O)"}' style="border-right:1px solid #000000;overflow:hidden;padding:0px 3px 0px 3px;vertical-align:bottom;font-weight:bold;">Opal (O/O)</td> <td data-sheets-numberformat='{"1":2,"2":"0.00","3":1}' data-sheets-value='{"1":3,"3":2.9}' style="overflow:hidden;padding:0px 3px 0px 3px;vertical-align:bottom;text-align:center;">2.90</td> <td data-sheets-numberformat='{"1":2,"2":"0","3":1}' data-sheets-value='{"1":3,"3":69}' style="overflow:hidden;padding:0px 3px 0px 3px;vertical-align:bottom;text-align:center;">69</td> <td data-sheets-numberformat='{"1":2,"2":"0","3":1}' data-sheets-value='{"1":3,"3":58}' style="overflow:hidden;padding:0px 3px 0px 3px;vertical-align:bottom;text-align:center;">58</td> <td data-sheets-numberformat='{"1":2,"2":"0","3":1}' data-sheets-value='{"1":3,"3":20}' style="border-right:1px solid #000000;overflow:hidden;padding:0px 3px 0px 3px;vertical-align:bottom;text-align:center;">20</td> </tr> <tr style="height:20px;"> <td style="border-left:1px solid #000000;overflow:hidden;padding:0px 3px 0px 3px;vertical-align:bottom;font-weight:bold;"></td> <td data-sheets-value='{"1":2,"2":"Triple-walled"}' style="overflow:hidden;padding:0px 3px 0px 3px;vertical-align:bottom;font-weight:bold;">Triple-walled</td> <td data-sheets-value='{"1":2,"2":"Clear (H/H/H)"}' style="border-right:1px solid #000000;overflow:hidden;padding:0px 3px 0px 3px;vertical-align:bottom;font-weight:bold;">Clear (H/H/H)</td> <td data-sheets-numberformat='{"1":2,"2":"0.00","3":1}' data-sheets-value='{"1":3,"3":1.7}' style="overflow:hidden;padding:0px 3px 0px 3px;vertical-align:bottom;text-align:center;">1.70</td> <td data-sheets-numberformat='{"1":2,"2":"0","3":1}' data-sheets-value='{"1":3,"3":73}' style="overflow:hidden;padding:0px 3px 0px 3px;vertical-align:bottom;text-align:center;">73</td> <td data-sheets-numberformat='{"1":2,"2":"0","3":1}' data-sheets-value='{"1":3,"3":65}' style="overflow:hidden;padding:0px 3px 0px 3px;vertical-align:bottom;text-align:center;">65</td> <td data-sheets-numberformat='{"1":2,"2":"0","3":1}' data-sheets-value='{"1":3,"3":22}' style="border-right:1px solid #000000;overflow:hidden;padding:0px 3px 0px 3px;vertical-align:bottom;text-align:center;">22</td> </tr> <tr style="height:20px;"> <td style="border-left:1px solid #000000;overflow:hidden;padding:0px 3px 0px 3px;vertical-align:bottom;font-weight:bold;"></td> <td data-sheets-value='{"1":2,"2":"Triple-walled"}' style="overflow:hidden;padding:0px 3px 0px 3px;vertical-align:bottom;font-weight:bold;">Triple-walled</td> <td data-sheets-value='{"1":2,"2":"Opal (O/H/O)"}' style="border-right:1px solid #000000;overflow:hidden;padding:0px 3px 0px 3px;vertical-align:bottom;font-weight:bold;">Opal (O/H/O)</td> <td data-sheets-numberformat='{"1":2,"2":"0.00","3":1}' data-sheets-value='{"1":3,"3":1.7}' style="overflow:hidden;padding:0px 3px 0px 3px;vertical-align:bottom;text-align:center;">1.70</td> <td data-sheets-numberformat='{"1":2,"2":"0","3":1}' data-sheets-value='{"1":3,"3":62}' style="overflow:hidden;padding:0px 3px 0px 3px;vertical-align:bottom;text-align:center;">62</td> <td data-sheets-numberformat='{"1":2,"2":"0","3":1}' data-sheets-value='{"1":3,"3":51}' style="overflow:hidden;padding:0px 3px 0px 3px;vertical-align:bottom;text-align:center;">51</td> <td data-sheets-numberformat='{"1":2,"2":"0","3":1}' data-sheets-value='{"1":3,"3":22}' style="border-right:1px solid #000000;overflow:hidden;padding:0px 3px 0px 3px;vertical-align:bottom;text-align:center;">22</td> </tr> <tr style="height:20px;"> <td style="border-left:1px solid #000000;overflow:hidden;padding:0px 3px 0px 3px;vertical-align:bottom;font-weight:bold;"></td> <td data-sheets-value='{"1":2,"2":"Four-walled"}' style="overflow:hidden;padding:0px 3px 0px 3px;vertical-align:bottom;font-weight:bold;">Four-walled</td> <td data-sheets-value='{"1":2,"2":"Clear (H/H/H/H)"}' style="border-right:1px solid #000000;overflow:hidden;padding:0px 3px 0px 3px;vertical-align:bottom;font-weight:bold;">Clear (H/H/H/H)</td> <td data-sheets-numberformat='{"1":2,"2":"0.00","3":1}' data-sheets-value='{"1":3,"3":1.28}' style="overflow:hidden;padding:0px 3px 0px 3px;vertical-align:bottom;text-align:center;">1.28</td> <td data-sheets-numberformat='{"1":2,"2":"0","3":1}' data-sheets-value='{"1":3,"3":64}' style="overflow:hidden;padding:0px 3px 0px 3px;vertical-align:bottom;text-align:center;">64</td> <td data-sheets-numberformat='{"1":2,"2":"0","3":1}' data-sheets-value='{"1":3,"3":54}' style="overflow:hidden;padding:0px 3px 0px 3px;vertical-align:bottom;text-align:center;">54</td> <td data-sheets-numberformat='{"1":2,"2":"0","3":1}' data-sheets-value='{"1":3,"3":23}' style="border-right:1px solid #000000;overflow:hidden;padding:0px 3px 0px 3px;vertical-align:bottom;text-align:center;">23</td> </tr> <tr style="height:20px;"> <td style="border-bottom:1px solid #000000;border-left:1px solid #000000;overflow:hidden;padding:0px 3px 0px 3px;vertical-align:bottom;"></td> <td data-sheets-value='{"1":2,"2":"Four-walled"}' style="border-bottom:1px solid #000000;overflow:hidden;padding:0px 3px 0px 3px;vertical-align:bottom;font-weight:bold;">Four-walled</td> <td data-sheets-value='{"1":2,"2":"Opal (H/H/O/H)"}' style="border-right:1px solid #000000;border-bottom:1px solid #000000;overflow:hidden;padding:0px 3px 0px 3px;vertical-align:bottom;font-weight:bold;">Opal (H/H/O/H)</td> <td data-sheets-numberformat='{"1":2,"2":"0.00","3":1}' data-sheets-value='{"1":3,"3":1.28}' style="border-bottom:1px solid #000000;overflow:hidden;padding:0px 3px 0px 3px;vertical-align:bottom;text-align:center;">1.28</td> <td data-sheets-numberformat='{"1":2,"2":"0","3":1}' data-sheets-value='{"1":3,"3":59}' style="border-bottom:1px solid #000000;overflow:hidden;padding:0px 3px 0px 3px;vertical-align:bottom;text-align:center;">59</td> <td data-sheets-numberformat='{"1":2,"2":"0","3":1}' data-sheets-value='{"1":3,"3":48}' style="border-bottom:1px solid #000000;overflow:hidden;padding:0px 3px 0px 3px;vertical-align:bottom;text-align:center;">48</td> <td data-sheets-numberformat='{"1":2,"2":"0","3":1}' data-sheets-value='{"1":3,"3":23}' style="border-right:1px solid #000000;border-bottom:1px solid #000000;overflow:hidden;padding:0px 3px 0px 3px;vertical-align:bottom;text-align:center;">23</td> </tr> <tr style="height:20px;"> <td data-sheets-value='{"1":2,"2":"Polycarbonate "}' style="border-left:1px solid #000000;overflow:hidden;padding:0px 3px 0px 3px;vertical-align:bottom;font-weight:bold;">Polycarbonate </td> <td data-sheets-value='{"1":2,"2":"Single-walled"}' style="overflow:hidden;padding:0px 3px 0px 3px;vertical-align:bottom;font-weight:bold;">Single-walled</td> <td data-sheets-value='{"1":2,"2":"Clear (A)"}' style="border-right:1px solid #000000;overflow:hidden;padding:0px 3px 0px 3px;vertical-align:bottom;font-weight:bold;">Clear (A)</td> <td data-sheets-numberformat='{"1":2,"2":"0.00","3":1}' data-sheets-value='{"1":3,"3":5.17}' style="overflow:hidden;padding:0px 3px 0px 3px;vertical-align:bottom;text-align:center;">5.17</td> <td data-sheets-numberformat='{"1":2,"2":"0","3":1}' data-sheets-value='{"1":3,"3":88}' style="overflow:hidden;padding:0px 3px 0px 3px;vertical-align:bottom;text-align:center;">88</td> <td data-sheets-numberformat='{"1":2,"2":"0","3":1}' data-sheets-value='{"1":3,"3":83}' style="overflow:hidden;padding:0px 3px 0px 3px;vertical-align:bottom;text-align:center;">83</td> <td data-sheets-numberformat='{"1":2,"2":"0","3":1}' data-sheets-value='{"1":2,"2":"-"}' style="border-right:1px solid #000000;overflow:hidden;padding:0px 3px 0px 3px;vertical-align:bottom;text-align:center;">-</td> </tr> <tr style="height:20px;"> <td data-sheets-value='{"1":2,"2":"PC"}' style="border-left:1px solid #000000;overflow:hidden;padding:0px 3px 0px 3px;vertical-align:bottom;font-weight:bold;">PC</td> <td data-sheets-value='{"1":2,"2":"Single-walled"}' style="overflow:hidden;padding:0px 3px 0px 3px;vertical-align:bottom;font-weight:bold;">Single-walled</td> <td data-sheets-value='{"1":2,"2":"Opal (D)"}' style="border-right:1px solid #000000;overflow:hidden;padding:0px 3px 0px 3px;vertical-align:bottom;font-weight:bold;">Opal (D)</td> <td data-sheets-numberformat='{"1":2,"2":"0.00","3":1}' data-sheets-value='{"1":3,"3":5.17}' style="overflow:hidden;padding:0px 3px 0px 3px;vertical-align:bottom;text-align:center;">5.17</td> <td data-sheets-numberformat='{"1":2,"2":"0","3":1}' data-sheets-value='{"1":3,"3":58}' style="overflow:hidden;padding:0px 3px 0px 3px;vertical-align:bottom;text-align:center;">58</td> <td data-sheets-numberformat='{"1":2,"2":"0","3":1}' data-sheets-value='{"1":3,"3":60}' style="overflow:hidden;padding:0px 3px 0px 3px;vertical-align:bottom;text-align:center;">60</td> <td data-sheets-numberformat='{"1":2,"2":"0","3":1}' data-sheets-value='{"1":2,"2":"-"}' style="border-right:1px solid #000000;overflow:hidden;padding:0px 3px 0px 3px;vertical-align:bottom;text-align:center;">-</td> </tr> <tr style="height:20px;"> <td style="border-left:1px solid #000000;overflow:hidden;padding:0px 3px 0px 3px;vertical-align:bottom;font-weight:bold;"></td> <td data-sheets-value='{"1":2,"2":"Double-walled"}' style="overflow:hidden;padding:0px 3px 0px 3px;vertical-align:bottom;font-weight:bold;">Double-walled</td> <td data-sheets-value='{"1":2,"2":"Clear (A/H)"}' style="border-right:1px solid #000000;overflow:hidden;padding:0px 3px 0px 3px;vertical-align:bottom;font-weight:bold;">Clear (A/H)</td> <td data-sheets-numberformat='{"1":2,"2":"0.00","3":1}' data-sheets-value='{"1":3,"3":2.9}' style="overflow:hidden;padding:0px 3px 0px 3px;vertical-align:bottom;text-align:center;">2.90</td> <td data-sheets-numberformat='{"1":2,"2":"0","3":1}' data-sheets-value='{"1":3,"3":79}' style="overflow:hidden;padding:0px 3px 0px 3px;vertical-align:bottom;text-align:center;">79</td> <td data-sheets-numberformat='{"1":2,"2":"0","3":1}' data-sheets-value='{"1":3,"3":72}' style="overflow:hidden;padding:0px 3px 0px 3px;vertical-align:bottom;text-align:center;">72</td> <td data-sheets-numberformat='{"1":2,"2":"0","3":1}' data-sheets-value='{"1":3,"3":20}' style="border-right:1px solid #000000;overflow:hidden;padding:0px 3px 0px 3px;vertical-align:bottom;text-align:center;">20</td> </tr> <tr style="height:20px;"> <td style="border-left:1px solid #000000;overflow:hidden;padding:0px 3px 0px 3px;vertical-align:bottom;font-weight:bold;"></td> <td data-sheets-value='{"1":2,"2":"Double-walled"}' style="overflow:hidden;padding:0px 3px 0px 3px;vertical-align:bottom;font-weight:bold;">Double-walled</td> <td data-sheets-value='{"1":2,"2":"Clear (A/A)"}' style="border-right:1px solid #000000;overflow:hidden;padding:0px 3px 0px 3px;vertical-align:bottom;font-weight:bold;">Clear (A/A)</td> <td data-sheets-numberformat='{"1":2,"2":"0.00","3":1}' data-sheets-value='{"1":3,"3":2.9}' style="overflow:hidden;padding:0px 3px 0px 3px;vertical-align:bottom;text-align:center;">2.90</td> <td data-sheets-numberformat='{"1":2,"2":"0","3":1}' data-sheets-value='{"1":3,"3":77}' style="overflow:hidden;padding:0px 3px 0px 3px;vertical-align:bottom;text-align:center;">77</td> <td data-sheets-numberformat='{"1":2,"2":"0","3":1}' data-sheets-value='{"1":3,"3":69}' style="overflow:hidden;padding:0px 3px 0px 3px;vertical-align:bottom;text-align:center;">69</td> <td data-sheets-numberformat='{"1":2,"2":"0","3":1}' data-sheets-value='{"1":3,"3":20}' style="border-right:1px solid #000000;overflow:hidden;padding:0px 3px 0px 3px;vertical-align:bottom;text-align:center;">20</td> </tr> <tr style="height:20px;"> <td style="border-left:1px solid #000000;overflow:hidden;padding:0px 3px 0px 3px;vertical-align:bottom;font-weight:bold;"></td> <td data-sheets-value='{"1":2,"2":"Double-walled"}' style="overflow:hidden;padding:0px 3px 0px 3px;vertical-align:bottom;font-weight:bold;">Double-walled</td> <td data-sheets-value='{"1":2,"2":"Opal (A/O)"}' style="border-right:1px solid #000000;overflow:hidden;padding:0px 3px 0px 3px;vertical-align:bottom;font-weight:bold;">Opal (A/O)</td> <td data-sheets-numberformat='{"1":2,"2":"0.00","3":1}' data-sheets-value='{"1":3,"3":2.9}' style="overflow:hidden;padding:0px 3px 0px 3px;vertical-align:bottom;text-align:center;">2.90</td> <td data-sheets-numberformat='{"1":2,"2":"0","3":1}' data-sheets-value='{"1":3,"3":73}' style="overflow:hidden;padding:0px 3px 0px 3px;vertical-align:bottom;text-align:center;">73</td> <td data-sheets-numberformat='{"1":2,"2":"0","3":1}' data-sheets-value='{"1":3,"3":63}' style="overflow:hidden;padding:0px 3px 0px 3px;vertical-align:bottom;text-align:center;">63</td> <td data-sheets-numberformat='{"1":2,"2":"0","3":1}' data-sheets-value='{"1":3,"3":20}' style="border-right:1px solid #000000;overflow:hidden;padding:0px 3px 0px 3px;vertical-align:bottom;text-align:center;">20</td> </tr> <tr style="height:20px;"> <td style="border-left:1px solid #000000;overflow:hidden;padding:0px 3px 0px 3px;vertical-align:bottom;font-weight:bold;"></td> <td data-sheets-value='{"1":2,"2":"Double-walled"}' style="overflow:hidden;padding:0px 3px 0px 3px;vertical-align:bottom;font-weight:bold;">Double-walled</td> <td data-sheets-value='{"1":2,"2":"Opal (A/D)"}' style="border-right:1px solid #000000;overflow:hidden;padding:0px 3px 0px 3px;vertical-align:bottom;font-weight:bold;">Opal (A/D)</td> <td data-sheets-numberformat='{"1":2,"2":"0.00","3":1}' data-sheets-value='{"1":3,"3":2.9}' style="overflow:hidden;padding:0px 3px 0px 3px;vertical-align:bottom;text-align:center;">2.90</td> <td data-sheets-numberformat='{"1":2,"2":"0","3":1}' data-sheets-value='{"1":3,"3":51}' style="overflow:hidden;padding:0px 3px 0px 3px;vertical-align:bottom;text-align:center;">51</td> <td data-sheets-numberformat='{"1":2,"2":"0","3":1}' data-sheets-value='{"1":3,"3":50}' style="overflow:hidden;padding:0px 3px 0px 3px;vertical-align:bottom;text-align:center;">50</td> <td data-sheets-numberformat='{"1":2,"2":"0","3":1}' data-sheets-value='{"1":3,"3":20}' style="border-right:1px solid #000000;overflow:hidden;padding:0px 3px 0px 3px;vertical-align:bottom;text-align:center;">20</td> </tr> <tr style="height:20px;"> <td style="border-left:1px solid #000000;overflow:hidden;padding:0px 3px 0px 3px;vertical-align:bottom;font-weight:bold;"></td> <td data-sheets-value='{"1":2,"2":"Triple-walled"}' style="overflow:hidden;padding:0px 3px 0px 3px;vertical-align:bottom;font-weight:bold;">Triple-walled</td> <td data-sheets-value='{"1":2,"2":"Clear (A/H/H)"}' style="border-right:1px solid #000000;overflow:hidden;padding:0px 3px 0px 3px;vertical-align:bottom;font-weight:bold;">Clear (A/H/H)</td> <td data-sheets-numberformat='{"1":2,"2":"0.00","3":1}' data-sheets-value='{"1":3,"3":1.7}' style="overflow:hidden;padding:0px 3px 0px 3px;vertical-align:bottom;text-align:center;">1.70</td> <td data-sheets-numberformat='{"1":2,"2":"0","3":1}' data-sheets-value='{"1":3,"3":71}' style="overflow:hidden;padding:0px 3px 0px 3px;vertical-align:bottom;text-align:center;">71</td> <td data-sheets-numberformat='{"1":2,"2":"0","3":1}' data-sheets-value='{"1":3,"3":63}' style="overflow:hidden;padding:0px 3px 0px 3px;vertical-align:bottom;text-align:center;">63</td> <td data-sheets-numberformat='{"1":2,"2":"0","3":1}' data-sheets-value='{"1":3,"3":22}' style="border-right:1px solid #000000;overflow:hidden;padding:0px 3px 0px 3px;vertical-align:bottom;text-align:center;">22</td> </tr> <tr style="height:20px;"> <td style="border-left:1px solid #000000;overflow:hidden;padding:0px 3px 0px 3px;vertical-align:bottom;font-weight:bold;"></td> <td data-sheets-value='{"1":2,"2":"Triple-walled"}' style="overflow:hidden;padding:0px 3px 0px 3px;vertical-align:bottom;font-weight:bold;">Triple-walled</td> <td data-sheets-value='{"1":2,"2":"Opal (A/O/O)"}' style="border-right:1px solid #000000;overflow:hidden;padding:0px 3px 0px 3px;vertical-align:bottom;font-weight:bold;">Opal (A/O/O)</td> <td data-sheets-numberformat='{"1":2,"2":"0.00","3":1}' data-sheets-value='{"1":3,"3":1.7}' style="overflow:hidden;padding:0px 3px 0px 3px;vertical-align:bottom;text-align:center;">1.70</td> <td data-sheets-numberformat='{"1":2,"2":"0","3":1}' data-sheets-value='{"1":3,"3":61}' style="overflow:hidden;padding:0px 3px 0px 3px;vertical-align:bottom;text-align:center;">61</td> <td data-sheets-numberformat='{"1":2,"2":"0","3":1}' data-sheets-value='{"1":3,"3":48}' style="overflow:hidden;padding:0px 3px 0px 3px;vertical-align:bottom;text-align:center;">48</td> <td data-sheets-numberformat='{"1":2,"2":"0","3":1}' data-sheets-value='{"1":3,"3":22}' style="border-right:1px solid #000000;overflow:hidden;padding:0px 3px 0px 3px;vertical-align:bottom;text-align:center;">22</td> </tr> <tr style="height:20px;"> <td style="border-left:1px solid #000000;overflow:hidden;padding:0px 3px 0px 3px;vertical-align:bottom;font-weight:bold;"></td> <td data-sheets-value='{"1":2,"2":"Four-walled"}' style="overflow:hidden;padding:0px 3px 0px 3px;vertical-align:bottom;font-weight:bold;">Four-walled</td> <td data-sheets-value='{"1":2,"2":"Clear (A/H/H/H)"}' style="border-right:1px solid #000000;overflow:hidden;padding:0px 3px 0px 3px;vertical-align:bottom;font-weight:bold;">Clear (A/H/H/H)</td> <td data-sheets-numberformat='{"1":2,"2":"0.00","3":1}' data-sheets-value='{"1":3,"3":1.28}' style="overflow:hidden;padding:0px 3px 0px 3px;vertical-align:bottom;text-align:center;">1.28</td> <td data-sheets-numberformat='{"1":2,"2":"0","3":1}' data-sheets-value='{"1":3,"3":64}' style="overflow:hidden;padding:0px 3px 0px 3px;vertical-align:bottom;text-align:center;">64</td> <td data-sheets-numberformat='{"1":2,"2":"0","3":1}' data-sheets-value='{"1":3,"3":52}' style="overflow:hidden;padding:0px 3px 0px 3px;vertical-align:bottom;text-align:center;">52</td> <td data-sheets-numberformat='{"1":2,"2":"0","3":1}' data-sheets-value='{"1":3,"3":23}' style="border-right:1px solid #000000;overflow:hidden;padding:0px 3px 0px 3px;vertical-align:bottom;text-align:center;">23</td> </tr> <tr style="height:20px;"> <td style="border-bottom:1px solid #000000;border-left:1px solid #000000;overflow:hidden;padding:0px 3px 0px 3px;vertical-align:bottom;"></td> <td data-sheets-value='{"1":2,"2":"Four-walled"}' style="border-bottom:1px solid #000000;overflow:hidden;padding:0px 3px 0px 3px;vertical-align:bottom;font-weight:bold;">Four-walled</td> <td data-sheets-value='{"1":2,"2":"Opal (A/H/O/H)"}' style="border-right:1px solid #000000;border-bottom:1px solid #000000;overflow:hidden;padding:0px 3px 0px 3px;vertical-align:bottom;font-weight:bold;">Opal (A/H/O/H)</td> <td data-sheets-numberformat='{"1":2,"2":"0.00","3":1}' data-sheets-value='{"1":3,"3":1.28}' style="border-bottom:1px solid #000000;overflow:hidden;padding:0px 3px 0px 3px;vertical-align:bottom;text-align:center;">1.28</td> <td data-sheets-numberformat='{"1":2,"2":"0","3":1}' data-sheets-value='{"1":3,"3":59}' style="border-bottom:1px solid #000000;overflow:hidden;padding:0px 3px 0px 3px;vertical-align:bottom;text-align:center;">59</td> <td data-sheets-numberformat='{"1":2,"2":"0","3":1}' data-sheets-value='{"1":3,"3":46}' style="border-bottom:1px solid #000000;overflow:hidden;padding:0px 3px 0px 3px;vertical-align:bottom;text-align:center;">46</td> <td data-sheets-numberformat='{"1":2,"2":"0","3":1}' data-sheets-value='{"1":3,"3":23}' style="border-right:1px solid #000000;border-bottom:1px solid #000000;overflow:hidden;padding:0px 3px 0px 3px;vertical-align:bottom;text-align:center;">23</td> </tr> <tr style="height:20px;"> <td data-sheets-value='{"1":2,"2":"Polycarbonate"}' style="border-left:1px solid #000000;overflow:hidden;padding:0px 3px 0px 3px;vertical-align:bottom;font-weight:bold;">Polycarbonate</td> <td data-sheets-value='{"1":2,"2":"Single-walled"}' style="overflow:hidden;padding:0px 3px 0px 3px;vertical-align:bottom;font-weight:bold;">Single-walled</td> <td data-sheets-value='{"1":2,"2":"Heatstop Opal (T)"}' style="border-right:1px solid #000000;overflow:hidden;padding:0px 3px 0px 3px;vertical-align:bottom;font-weight:bold;">Heatstop Opal (T)</td> <td data-sheets-numberformat='{"1":2,"2":"0.00","3":1}' data-sheets-value='{"1":3,"3":5.17}' style="overflow:hidden;padding:0px 3px 0px 3px;vertical-align:bottom;text-align:center;">5.17</td> <td data-sheets-numberformat='{"1":2,"2":"0","3":1}' data-sheets-value='{"1":3,"3":49}' style="overflow:hidden;padding:0px 3px 0px 3px;vertical-align:bottom;text-align:center;">49</td> <td data-sheets-numberformat='{"1":2,"2":"0","3":1}' data-sheets-value='{"1":3,"3":59}' style="overflow:hidden;padding:0px 3px 0px 3px;vertical-align:bottom;text-align:center;">59</td> <td data-sheets-numberformat='{"1":2,"2":"0","3":1}' data-sheets-value='{"1":2,"2":"-"}' style="border-right:1px solid #000000;overflow:hidden;padding:0px 3px 0px 3px;vertical-align:bottom;text-align:center;">-</td> </tr> <tr style="height:20px;"> <td data-sheets-value='{"1":2,"2":"Heatstop PC"}' style="border-left:1px solid #000000;overflow:hidden;padding:0px 3px 0px 3px;vertical-align:bottom;font-weight:bold;">Heatstop PC</td> <td data-sheets-value='{"1":2,"2":"Double-walled"}' style="overflow:hidden;padding:0px 3px 0px 3px;vertical-align:bottom;font-weight:bold;">Double-walled</td> <td data-sheets-value='{"1":2,"2":"Clear (T/H)"}' style="border-right:1px solid #000000;overflow:hidden;padding:0px 3px 0px 3px;vertical-align:bottom;font-weight:bold;">Clear (T/H)</td> <td data-sheets-numberformat='{"1":2,"2":"0.00","3":1}' data-sheets-value='{"1":3,"3":2.9}' style="overflow:hidden;padding:0px 3px 0px 3px;vertical-align:bottom;text-align:center;">2.90</td> <td data-sheets-numberformat='{"1":2,"2":"0","3":1}' data-sheets-value='{"1":3,"3":44}' style="overflow:hidden;padding:0px 3px 0px 3px;vertical-align:bottom;text-align:center;">44</td> <td data-sheets-numberformat='{"1":2,"2":"0","3":1}' data-sheets-value='{"1":3,"3":51}' style="overflow:hidden;padding:0px 3px 0px 3px;vertical-align:bottom;text-align:center;">51</td> <td data-sheets-numberformat='{"1":2,"2":"0","3":1}' data-sheets-value='{"1":3,"3":20}' style="border-right:1px solid #000000;overflow:hidden;padding:0px 3px 0px 3px;vertical-align:bottom;text-align:center;">20</td> </tr> <tr style="height:20px;"> <td style="border-left:1px solid #000000;overflow:hidden;padding:0px 3px 0px 3px;vertical-align:bottom;font-weight:bold;"></td> <td data-sheets-value='{"1":2,"2":"Double-walled"}' style="overflow:hidden;padding:0px 3px 0px 3px;vertical-align:bottom;font-weight:bold;">Double-walled</td> <td data-sheets-value='{"1":2,"2":"Opal (T/O)"}' style="border-right:1px solid #000000;overflow:hidden;padding:0px 3px 0px 3px;vertical-align:bottom;font-weight:bold;">Opal (T/O)</td> <td data-sheets-numberformat='{"1":2,"2":"0.00","3":1}' data-sheets-value='{"1":3,"3":2.9}' style="overflow:hidden;padding:0px 3px 0px 3px;vertical-align:bottom;text-align:center;">2.90</td> <td data-sheets-numberformat='{"1":2,"2":"0","3":1}' data-sheets-value='{"1":3,"3":41}' style="overflow:hidden;padding:0px 3px 0px 3px;vertical-align:bottom;text-align:center;">41</td> <td data-sheets-numberformat='{"1":2,"2":"0","3":1}' data-sheets-value='{"1":3,"3":45}' style="overflow:hidden;padding:0px 3px 0px 3px;vertical-align:bottom;text-align:center;">45</td> <td data-sheets-numberformat='{"1":2,"2":"0","3":1}' data-sheets-value='{"1":3,"3":20}' style="border-right:1px solid #000000;overflow:hidden;padding:0px 3px 0px 3px;vertical-align:bottom;text-align:center;">20</td> </tr> <tr style="height:20px;"> <td style="border-left:1px solid #000000;overflow:hidden;padding:0px 3px 0px 3px;vertical-align:bottom;font-weight:bold;"></td> <td data-sheets-value='{"1":2,"2":"Triple-walled"}' style="overflow:hidden; | skylux-160-ce-met-koepel-en-polyester-opstand-30-20-met-lm-motor-en-windvang-1300-x-2800-mm | 8586015179085 | 46872315953485
Smoke and heat exhaust (SHEV) | SHE system | Skylux | Skylux 160° CE with skylight and polyester curb 30/20 with double LM-actuator and spoiler 1600 x 2200 mm |  | 50788 | 5412970507888 | 9486.4 | Yes | 30-45 | 140 | 1600 x 2200 mm | 2200 | 1600 |  | polyester 30/20 (30 cm high & roof opening = 20 cm larger than daylight size) | Rectangular | 5.17 W/m²K - 1.28 W/m²K | 87% - 32% | 90% - 32% | 20dB - 23dB | 160° CE (for industry) | skylight | with spoiler | E | Double actuator | Maximum four-walled skylight possible for this product | Ut-value LT-value g-value Rw-value EN 1873 : 2014 EN ISO 13468 EN 16153 EN 410 EN 410 EN ISO 140-3 Material Walls Shells (W/m²K) (%) (%) (dB) Acrylic Single-walled Clear (H) 5.17 90 87 - PMMA Single-walled Opal (O) 5.17 83 76 - Double-walled Clear (H/H) 2.90 81 75 20 Double-walled Opal (O/O) 2.90 69 58 20 Triple-walled Clear (H/H/H) 1.70 73 65 22 Triple-walled Opal (O/H/O) 1.70 62 51 22 Four-walled Clear (H/H/H/H) 1.28 64 54 23 Four-walled Opal (H/H/O/H) 1.28 59 48 23 Polycarbonate Single-walled Clear (A) 5.17 88 83 - PC Single-walled Opal (D) 5.17 58 60 - Double-walled Clear (A/H) 2.90 79 72 20 Double-walled Clear (A/A) 2.90 77 69 20 Double-walled Opal (A/O) 2.90 73 63 20 Double-walled Opal (A/D) 2.90 51 50 20 Triple-walled Clear (A/H/H) 1.70 71 63 22 Triple-walled Opal (A/O/O) 1.70 61 48 22 Four-walled Clear (A/H/H/H) 1.28 64 52 23 Four-walled Opal (A/H/O/H) 1.28 59 46 23 Polycarbonate Single-walled Heatstop Opal (T) 5.17 49 59 - Heatstop PC Double-walled Clear (T/H) 2.90 44 51 20 Double-walled Opal (T/O) 2.90 41 45 20 Triple-walled Clear (T/H/H) 1.70 40 <td data-sheets-numberformat='{"1":2,"2":"0","3":1}' data-sheets-value='{"1":3,"3":44}' style="overflow:hidden;paddin | https://skylux.eu/en/products/skylux-160-ce-met-koepel-en-polyester-opstand-30-20-met-lm-motor-en-windvang-1600-x-2200-mm | https://skylux.eu/cdn/shop/files/Skylux-160deg-CE-met-koepel-en-polyester-opstand-3020-met-dubbele-LM-motor-en-windvang-1600-x-2200-mm-RWA-systeem.jpg?v=1702978507&width=1600 | https://skylux.eu/cdn/shop/files/e5a82811-1bb0-48e4-a776-cacb59c7c092_a7da11db-e690-478b-b74a-5424b9607ead.jpg?v=1688550661&width=1600 | //skylux.eu/cdn/shop/files/E_MH_Mounting_instructions_Skylux_160_CE_LM.pdf?v=12406716259046007223 | //skylux.eu/cdn/shop/files/E_TD_Technical_File_Skylux_Skylux_160_CE_Electric.pdf?v=3667116872303399239 | <style type="text/css" id="isPasted"> <!--td { border: 1px solid #cccccc; } br { mso-data-placement: same-cell; } --> </style> <table border="1" cellpadding="0" cellspacing="0" dir="ltr" style="table-layout:fixed;font-size:10pt;font-family:Arial;border-collapse:collapse;border:none;"><tbody> <tr style="height:20px;"> <td style="overflow:hidden;padding:0px 3px 0px 3px;vertical-align:bottom;"></td> <td style="overflow:hidden;padding:0px 3px 0px 3px;vertical-align:bottom;"></td> <td style="overflow:hidden;padding:0px 3px 0px 3px;vertical-align:bottom;"></td> <td data-sheets-value='{"1":2,"2":"Ut-value"}' style="overflow:hidden;padding:0px 3px 0px 3px;vertical-align:bottom;font-weight:bold;text-align:center;">Ut-value</td> <td data-sheets-value='{"1":2,"2":"LT-value"}' style="overflow:hidden;padding:0px 3px 0px 3px;vertical-align:bottom;font-weight:bold;text-align:center;">LT-value</td> <td data-sheets-value='{"1":2,"2":"g-value"}' style="overflow:hidden;padding:0px 3px 0px 3px;vertical-align:bottom;font-weight:bold;text-align:center;">g-value</td> <td data-sheets-value='{"1":2,"2":"Rw-value "}' style="overflow:hidden;padding:0px 3px 0px 3px;vertical-align:bottom;font-weight:bold;text-align:center;">Rw-value </td> </tr> <tr style="height:20px;"> <td style="overflow:hidden;padding:0px 3px 0px 3px;vertical-align:bottom;"></td> <td style="overflow:hidden;padding:0px 3px 0px 3px;vertical-align:bottom;"></td> <td style="overflow:hidden;padding:0px 3px 0px 3px;vertical-align:bottom;"></td> <td data-sheets-numberformat='{"1":2,"2":"0.00","3":1}' data-sheets-value='{"1":2,"2":"EN 1873 : 2014"}' style="overflow:hidden;padding:0px 3px 0px 3px;vertical-align:bottom;text-align:center;">EN 1873 : 2014</td> <td data-sheets-numberformat='{"1":2,"2":"0","3":1}' data-sheets-value='{"1":2,"2":"EN ISO 13468 EN 16153 EN 410"}' style="overflow:hidden;padding:0px 3px 0px 3px;vertical-align:bottom;text-align:center;">EN ISO 13468 EN 16153 EN 410</td> <td data-sheets-numberformat='{"1":2,"2":"0","3":1}' data-sheets-value='{"1":2,"2":"EN 410"}' style="overflow:hidden;padding:0px 3px 0px 3px;vertical-align:bottom;text-align:center;">EN 410</td> <td data-sheets-value='{"1":2,"2":"EN ISO 140-3\t\t"}' style="overflow:hidden;padding:0px 3px 0px 3px;vertical-align:bottom;text-align:center;">EN ISO 140-3 </td> </tr> <tr style="height:20px;"> <td data-sheets-value='{"1":2,"2":"Material"}' style="border-bottom:1px solid #000000;overflow:hidden;padding:0px 3px 0px 3px;vertical-align:bottom;background-color:#000000;font-weight:bold;color:#ffffff;">Material</td> <td data-sheets-value='{"1":2,"2":"Walls"}' style="border-bottom:1px solid #000000;overflow:hidden;padding:0px 3px 0px 3px;vertical-align:bottom;background-color:#000000;font-weight:bold;color:#ffffff;">Walls</td> <td data-sheets-value='{"1":2,"2":"Shells"}' style="border-bottom:1px solid #000000;overflow:hidden;padding:0px 3px 0px 3px;vertical-align:bottom;background-color:#000000;font-weight:bold;color:#ffffff;">Shells</td> <td data-sheets-numberformat='{"1":2,"2":"0.00","3":1}' data-sheets-value='{"1":2,"2":"(W/m²K)\t"}' style="border-bottom:1px solid #000000;overflow:hidden;padding:0px 3px 0px 3px;vertical-align:bottom;background-color:#000000;font-weight:bold;color:#ffffff;text-align:center;">(W/m²K) </td> <td data-sheets-numberformat='{"1":2,"2":"0","3":1}' data-sheets-value='{"1":2,"2":"(%)"}' style="border-bottom:1px solid #000000;overflow:hidden;padding:0px 3px 0px 3px;vertical-align:bottom;background-color:#000000;font-weight:bold;color:#ffffff;text-align:center;">(%)</td> <td data-sheets-numberformat='{"1":2,"2":"0","3":1}' data-sheets-value='{"1":2,"2":"(%)"}' style="border-bottom:1px solid #000000;overflow:hidden;padding:0px 3px 0px 3px;vertical-align:bottom;background-color:#000000;font-weight:bold;color:#ffffff;text-align:center;">(%)</td> <td data-sheets-value='{"1":2,"2":"(dB)"}' style="border-bottom:1px solid #000000;overflow:hidden;padding:0px 3px 0px 3px;vertical-align:bottom;background-color:#000000;font-weight:bold;color:#ffffff;text-align:center;">(dB)</td> </tr> <tr style="height:20px;"> <td data-sheets-value='{"1":2,"2":"Acrylic"}' style="border-left:1px solid #000000;overflow:hidden;padding:0px 3px 0px 3px;vertical-align:bottom;font-weight:bold;">Acrylic</td> <td data-sheets-value='{"1":2,"2":"Single-walled"}' style="overflow:hidden;padding:0px 3px 0px 3px;vertical-align:bottom;font-weight:bold;">Single-walled</td> <td data-sheets-value='{"1":2,"2":"Clear (H)"}' style="border-right:1px solid #000000;overflow:hidden;padding:0px 3px 0px 3px;vertical-align:bottom;font-weight:bold;">Clear (H)</td> <td data-sheets-numberformat='{"1":2,"2":"0.00","3":1}' data-sheets-value='{"1":3,"3":5.17}' style="overflow:hidden;padding:0px 3px 0px 3px;vertical-align:bottom;text-align:center;">5.17</td> <td data-sheets-numberformat='{"1":2,"2":"0","3":1}' data-sheets-value='{"1":3,"3":90}' style="overflow:hidden;padding:0px 3px 0px 3px;vertical-align:bottom;text-align:center;">90</td> <td data-sheets-numberformat='{"1":2,"2":"0","3":1}' data-sheets-value='{"1":3,"3":87}' style="overflow:hidden;padding:0px 3px 0px 3px;vertical-align:bottom;text-align:center;">87</td> <td data-sheets-numberformat='{"1":2,"2":"0","3":1}' data-sheets-value='{"1":2,"2":"-"}' style="border-right:1px solid #000000;overflow:hidden;padding:0px 3px 0px 3px;vertical-align:bottom;text-align:center;">-</td> </tr> <tr style="height:20px;"> <td data-sheets-value='{"1":2,"2":"PMMA"}' style="border-left:1px solid #000000;overflow:hidden;padding:0px 3px 0px 3px;vertical-align:bottom;font-weight:bold;">PMMA</td> <td data-sheets-value='{"1":2,"2":"Single-walled"}' style="overflow:hidden;padding:0px 3px 0px 3px;vertical-align:bottom;font-weight:bold;">Single-walled</td> <td data-sheets-value='{"1":2,"2":"Opal (O)"}' style="border-right:1px solid #000000;overflow:hidden;padding:0px 3px 0px 3px;vertical-align:bottom;font-weight:bold;">Opal (O)</td> <td data-sheets-numberformat='{"1":2,"2":"0.00","3":1}' data-sheets-value='{"1":3,"3":5.17}' style="overflow:hidden;padding:0px 3px 0px 3px;vertical-align:bottom;text-align:center;">5.17</td> <td data-sheets-numberformat='{"1":2,"2":"0","3":1}' data-sheets-value='{"1":3,"3":83}' style="overflow:hidden;padding:0px 3px 0px 3px;vertical-align:bottom;text-align:center;">83</td> <td data-sheets-numberformat='{"1":2,"2":"0","3":1}' data-sheets-value='{"1":3,"3":76}' style="overflow:hidden;padding:0px 3px 0px 3px;vertical-align:bottom;text-align:center;">76</td> <td data-sheets-numberformat='{"1":2,"2":"0","3":1}' data-sheets-value='{"1":2,"2":"-"}' style="border-right:1px solid #000000;overflow:hidden;padding:0px 3px 0px 3px;vertical-align:bottom;text-align:center;">-</td> </tr> <tr style="height:20px;"> <td style="border-left:1px solid #000000;overflow:hidden;padding:0px 3px 0px 3px;vertical-align:bottom;font-weight:bold;"></td> <td data-sheets-value='{"1":2,"2":"Double-walled"}' style="overflow:hidden;padding:0px 3px 0px 3px;vertical-align:bottom;font-weight:bold;">Double-walled</td> <td data-sheets-value='{"1":2,"2":"Clear (H/H)"}' style="border-right:1px solid #000000;overflow:hidden;padding:0px 3px 0px 3px;vertical-align:bottom;font-weight:bold;">Clear (H/H)</td> <td data-sheets-numberformat='{"1":2,"2":"0.00","3":1}' data-sheets-value='{"1":3,"3":2.9}' style="overflow:hidden;padding:0px 3px 0px 3px;vertical-align:bottom;text-align:center;">2.90</td> <td data-sheets-numberformat='{"1":2,"2":"0","3":1}' data-sheets-value='{"1":3,"3":81}' style="overflow:hidden;padding:0px 3px 0px 3px;vertical-align:bottom;text-align:center;">81</td> <td data-sheets-numberformat='{"1":2,"2":"0","3":1}' data-sheets-value='{"1":3,"3":75}' style="overflow:hidden;padding:0px 3px 0px 3px;vertical-align:bottom;text-align:center;">75</td> <td data-sheets-numberformat='{"1":2,"2":"0","3":1}' data-sheets-value='{"1":3,"3":20}' style="border-right:1px solid #000000;overflow:hidden;padding:0px 3px 0px 3px;vertical-align:bottom;text-align:center;">20</td> </tr> <tr style="height:20px;"> <td style="border-left:1px solid #000000;overflow:hidden;padding:0px 3px 0px 3px;vertical-align:bottom;font-weight:bold;"></td> <td data-sheets-value='{"1":2,"2":"Double-walled"}' style="overflow:hidden;padding:0px 3px 0px 3px;vertical-align:bottom;font-weight:bold;">Double-walled</td> <td data-sheets-value='{"1":2,"2":"Opal (O/O)"}' style="border-right:1px solid #000000;overflow:hidden;padding:0px 3px 0px 3px;vertical-align:bottom;font-weight:bold;">Opal (O/O)</td> <td data-sheets-numberformat='{"1":2,"2":"0.00","3":1}' data-sheets-value='{"1":3,"3":2.9}' style="overflow:hidden;padding:0px 3px 0px 3px;vertical-align:bottom;text-align:center;">2.90</td> <td data-sheets-numberformat='{"1":2,"2":"0","3":1}' data-sheets-value='{"1":3,"3":69}' style="overflow:hidden;padding:0px 3px 0px 3px;vertical-align:bottom;text-align:center;">69</td> <td data-sheets-numberformat='{"1":2,"2":"0","3":1}' data-sheets-value='{"1":3,"3":58}' style="overflow:hidden;padding:0px 3px 0px 3px;vertical-align:bottom;text-align:center;">58</td> <td data-sheets-numberformat='{"1":2,"2":"0","3":1}' data-sheets-value='{"1":3,"3":20}' style="border-right:1px solid #000000;overflow:hidden;padding:0px 3px 0px 3px;vertical-align:bottom;text-align:center;">20</td> </tr> <tr style="height:20px;"> <td style="border-left:1px solid #000000;overflow:hidden;padding:0px 3px 0px 3px;vertical-align:bottom;font-weight:bold;"></td> <td data-sheets-value='{"1":2,"2":"Triple-walled"}' style="overflow:hidden;padding:0px 3px 0px 3px;vertical-align:bottom;font-weight:bold;">Triple-walled</td> <td data-sheets-value='{"1":2,"2":"Clear (H/H/H)"}' style="border-right:1px solid #000000;overflow:hidden;padding:0px 3px 0px 3px;vertical-align:bottom;font-weight:bold;">Clear (H/H/H)</td> <td data-sheets-numberformat='{"1":2,"2":"0.00","3":1}' data-sheets-value='{"1":3,"3":1.7}' style="overflow:hidden;padding:0px 3px 0px 3px;vertical-align:bottom;text-align:center;">1.70</td> <td data-sheets-numberformat='{"1":2,"2":"0","3":1}' data-sheets-value='{"1":3,"3":73}' style="overflow:hidden;padding:0px 3px 0px 3px;vertical-align:bottom;text-align:center;">73</td> <td data-sheets-numberformat='{"1":2,"2":"0","3":1}' data-sheets-value='{"1":3,"3":65}' style="overflow:hidden;padding:0px 3px 0px 3px;vertical-align:bottom;text-align:center;">65</td> <td data-sheets-numberformat='{"1":2,"2":"0","3":1}' data-sheets-value='{"1":3,"3":22}' style="border-right:1px solid #000000;overflow:hidden;padding:0px 3px 0px 3px;vertical-align:bottom;text-align:center;">22</td> </tr> <tr style="height:20px;"> <td style="border-left:1px solid #000000;overflow:hidden;padding:0px 3px 0px 3px;vertical-align:bottom;font-weight:bold;"></td> <td data-sheets-value='{"1":2,"2":"Triple-walled"}' style="overflow:hidden;padding:0px 3px 0px 3px;vertical-align:bottom;font-weight:bold;">Triple-walled</td> <td data-sheets-value='{"1":2,"2":"Opal (O/H/O)"}' style="border-right:1px solid #000000;overflow:hidden;padding:0px 3px 0px 3px;vertical-align:bottom;font-weight:bold;">Opal (O/H/O)</td> <td data-sheets-numberformat='{"1":2,"2":"0.00","3":1}' data-sheets-value='{"1":3,"3":1.7}' style="overflow:hidden;padding:0px 3px 0px 3px;vertical-align:bottom;text-align:center;">1.70</td> <td data-sheets-numberformat='{"1":2,"2":"0","3":1}' data-sheets-value='{"1":3,"3":62}' style="overflow:hidden;padding:0px 3px 0px 3px;vertical-align:bottom;text-align:center;">62</td> <td data-sheets-numberformat='{"1":2,"2":"0","3":1}' data-sheets-value='{"1":3,"3":51}' style="overflow:hidden;padding:0px 3px 0px 3px;vertical-align:bottom;text-align:center;">51</td> <td data-sheets-numberformat='{"1":2,"2":"0","3":1}' data-sheets-value='{"1":3,"3":22}' style="border-right:1px solid #000000;overflow:hidden;padding:0px 3px 0px 3px;vertical-align:bottom;text-align:center;">22</td> </tr> <tr style="height:20px;"> <td style="border-left:1px solid #000000;overflow:hidden;padding:0px 3px 0px 3px;vertical-align:bottom;font-weight:bold;"></td> <td data-sheets-value='{"1":2,"2":"Four-walled"}' style="overflow:hidden;padding:0px 3px 0px 3px;vertical-align:bottom;font-weight:bold;">Four-walled</td> <td data-sheets-value='{"1":2,"2":"Clear (H/H/H/H)"}' style="border-right:1px solid #000000;overflow:hidden;padding:0px 3px 0px 3px;vertical-align:bottom;font-weight:bold;">Clear (H/H/H/H)</td> <td data-sheets-numberformat='{"1":2,"2":"0.00","3":1}' data-sheets-value='{"1":3,"3":1.28}' style="overflow:hidden;padding:0px 3px 0px 3px;vertical-align:bottom;text-align:center;">1.28</td> <td data-sheets-numberformat='{"1":2,"2":"0","3":1}' data-sheets-value='{"1":3,"3":64}' style="overflow:hidden;padding:0px 3px 0px 3px;vertical-align:bottom;text-align:center;">64</td> <td data-sheets-numberformat='{"1":2,"2":"0","3":1}' data-sheets-value='{"1":3,"3":54}' style="overflow:hidden;padding:0px 3px 0px 3px;vertical-align:bottom;text-align:center;">54</td> <td data-sheets-numberformat='{"1":2,"2":"0","3":1}' data-sheets-value='{"1":3,"3":23}' style="border-right:1px solid #000000;overflow:hidden;padding:0px 3px 0px 3px;vertical-align:bottom;text-align:center;">23</td> </tr> <tr style="height:20px;"> <td style="border-bottom:1px solid #000000;border-left:1px solid #000000;overflow:hidden;padding:0px 3px 0px 3px;vertical-align:bottom;"></td> <td data-sheets-value='{"1":2,"2":"Four-walled"}' style="border-bottom:1px solid #000000;overflow:hidden;padding:0px 3px 0px 3px;vertical-align:bottom;font-weight:bold;">Four-walled</td> <td data-sheets-value='{"1":2,"2":"Opal (H/H/O/H)"}' style="border-right:1px solid #000000;border-bottom:1px solid #000000;overflow:hidden;padding:0px 3px 0px 3px;vertical-align:bottom;font-weight:bold;">Opal (H/H/O/H)</td> <td data-sheets-numberformat='{"1":2,"2":"0.00","3":1}' data-sheets-value='{"1":3,"3":1.28}' style="border-bottom:1px solid #000000;overflow:hidden;padding:0px 3px 0px 3px;vertical-align:bottom;text-align:center;">1.28</td> <td data-sheets-numberformat='{"1":2,"2":"0","3":1}' data-sheets-value='{"1":3,"3":59}' style="border-bottom:1px solid #000000;overflow:hidden;padding:0px 3px 0px 3px;vertical-align:bottom;text-align:center;">59</td> <td data-sheets-numberformat='{"1":2,"2":"0","3":1}' data-sheets-value='{"1":3,"3":48}' style="border-bottom:1px solid #000000;overflow:hidden;padding:0px 3px 0px 3px;vertical-align:bottom;text-align:center;">48</td> <td data-sheets-numberformat='{"1":2,"2":"0","3":1}' data-sheets-value='{"1":3,"3":23}' style="border-right:1px solid #000000;border-bottom:1px solid #000000;overflow:hidden;padding:0px 3px 0px 3px;vertical-align:bottom;text-align:center;">23</td> </tr> <tr style="height:20px;"> <td data-sheets-value='{"1":2,"2":"Polycarbonate "}' style="border-left:1px solid #000000;overflow:hidden;padding:0px 3px 0px 3px;vertical-align:bottom;font-weight:bold;">Polycarbonate </td> <td data-sheets-value='{"1":2,"2":"Single-walled"}' style="overflow:hidden;padding:0px 3px 0px 3px;vertical-align:bottom;font-weight:bold;">Single-walled</td> <td data-sheets-value='{"1":2,"2":"Clear (A)"}' style="border-right:1px solid #000000;overflow:hidden;padding:0px 3px 0px 3px;vertical-align:bottom;font-weight:bold;">Clear (A)</td> <td data-sheets-numberformat='{"1":2,"2":"0.00","3":1}' data-sheets-value='{"1":3,"3":5.17}' style="overflow:hidden;padding:0px 3px 0px 3px;vertical-align:bottom;text-align:center;">5.17</td> <td data-sheets-numberformat='{"1":2,"2":"0","3":1}' data-sheets-value='{"1":3,"3":88}' style="overflow:hidden;padding:0px 3px 0px 3px;vertical-align:bottom;text-align:center;">88</td> <td data-sheets-numberformat='{"1":2,"2":"0","3":1}' data-sheets-value='{"1":3,"3":83}' style="overflow:hidden;padding:0px 3px 0px 3px;vertical-align:bottom;text-align:center;">83</td> <td data-sheets-numberformat='{"1":2,"2":"0","3":1}' data-sheets-value='{"1":2,"2":"-"}' style="border-right:1px solid #000000;overflow:hidden;padding:0px 3px 0px 3px;vertical-align:bottom;text-align:center;">-</td> </tr> <tr style="height:20px;"> <td data-sheets-value='{"1":2,"2":"PC"}' style="border-left:1px solid #000000;overflow:hidden;padding:0px 3px 0px 3px;vertical-align:bottom;font-weight:bold;">PC</td> <td data-sheets-value='{"1":2,"2":"Single-walled"}' style="overflow:hidden;padding:0px 3px 0px 3px;vertical-align:bottom;font-weight:bold;">Single-walled</td> <td data-sheets-value='{"1":2,"2":"Opal (D)"}' style="border-right:1px solid #000000;overflow:hidden;padding:0px 3px 0px 3px;vertical-align:bottom;font-weight:bold;">Opal (D)</td> <td data-sheets-numberformat='{"1":2,"2":"0.00","3":1}' data-sheets-value='{"1":3,"3":5.17}' style="overflow:hidden;padding:0px 3px 0px 3px;vertical-align:bottom;text-align:center;">5.17</td> <td data-sheets-numberformat='{"1":2,"2":"0","3":1}' data-sheets-value='{"1":3,"3":58}' style="overflow:hidden;padding:0px 3px 0px 3px;vertical-align:bottom;text-align:center;">58</td> <td data-sheets-numberformat='{"1":2,"2":"0","3":1}' data-sheets-value='{"1":3,"3":60}' style="overflow:hidden;padding:0px 3px 0px 3px;vertical-align:bottom;text-align:center;">60</td> <td data-sheets-numberformat='{"1":2,"2":"0","3":1}' data-sheets-value='{"1":2,"2":"-"}' style="border-right:1px solid #000000;overflow:hidden;padding:0px 3px 0px 3px;vertical-align:bottom;text-align:center;">-</td> </tr> <tr style="height:20px;"> <td style="border-left:1px solid #000000;overflow:hidden;padding:0px 3px 0px 3px;vertical-align:bottom;font-weight:bold;"></td> <td data-sheets-value='{"1":2,"2":"Double-walled"}' style="overflow:hidden;padding:0px 3px 0px 3px;vertical-align:bottom;font-weight:bold;">Double-walled</td> <td data-sheets-value='{"1":2,"2":"Clear (A/H)"}' style="border-right:1px solid #000000;overflow:hidden;padding:0px 3px 0px 3px;vertical-align:bottom;font-weight:bold;">Clear (A/H)</td> <td data-sheets-numberformat='{"1":2,"2":"0.00","3":1}' data-sheets-value='{"1":3,"3":2.9}' style="overflow:hidden;padding:0px 3px 0px 3px;vertical-align:bottom;text-align:center;">2.90</td> <td data-sheets-numberformat='{"1":2,"2":"0","3":1}' data-sheets-value='{"1":3,"3":79}' style="overflow:hidden;padding:0px 3px 0px 3px;vertical-align:bottom;text-align:center;">79</td> <td data-sheets-numberformat='{"1":2,"2":"0","3":1}' data-sheets-value='{"1":3,"3":72}' style="overflow:hidden;padding:0px 3px 0px 3px;vertical-align:bottom;text-align:center;">72</td> <td data-sheets-numberformat='{"1":2,"2":"0","3":1}' data-sheets-value='{"1":3,"3":20}' style="border-right:1px solid #000000;overflow:hidden;padding:0px 3px 0px 3px;vertical-align:bottom;text-align:center;">20</td> </tr> <tr style="height:20px;"> <td style="border-left:1px solid #000000;overflow:hidden;padding:0px 3px 0px 3px;vertical-align:bottom;font-weight:bold;"></td> <td data-sheets-value='{"1":2,"2":"Double-walled"}' style="overflow:hidden;padding:0px 3px 0px 3px;vertical-align:bottom;font-weight:bold;">Double-walled</td> <td data-sheets-value='{"1":2,"2":"Clear (A/A)"}' style="border-right:1px solid #000000;overflow:hidden;padding:0px 3px 0px 3px;vertical-align:bottom;font-weight:bold;">Clear (A/A)</td> <td data-sheets-numberformat='{"1":2,"2":"0.00","3":1}' data-sheets-value='{"1":3,"3":2.9}' style="overflow:hidden;padding:0px 3px 0px 3px;vertical-align:bottom;text-align:center;">2.90</td> <td data-sheets-numberformat='{"1":2,"2":"0","3":1}' data-sheets-value='{"1":3,"3":77}' style="overflow:hidden;padding:0px 3px 0px 3px;vertical-align:bottom;text-align:center;">77</td> <td data-sheets-numberformat='{"1":2,"2":"0","3":1}' data-sheets-value='{"1":3,"3":69}' style="overflow:hidden;padding:0px 3px 0px 3px;vertical-align:bottom;text-align:center;">69</td> <td data-sheets-numberformat='{"1":2,"2":"0","3":1}' data-sheets-value='{"1":3,"3":20}' style="border-right:1px solid #000000;overflow:hidden;padding:0px 3px 0px 3px;vertical-align:bottom;text-align:center;">20</td> </tr> <tr style="height:20px;"> <td style="border-left:1px solid #000000;overflow:hidden;padding:0px 3px 0px 3px;vertical-align:bottom;font-weight:bold;"></td> <td data-sheets-value='{"1":2,"2":"Double-walled"}' style="overflow:hidden;padding:0px 3px 0px 3px;vertical-align:bottom;font-weight:bold;">Double-walled</td> <td data-sheets-value='{"1":2,"2":"Opal (A/O)"}' style="border-right:1px solid #000000;overflow:hidden;padding:0px 3px 0px 3px;vertical-align:bottom;font-weight:bold;">Opal (A/O)</td> <td data-sheets-numberformat='{"1":2,"2":"0.00","3":1}' data-sheets-value='{"1":3,"3":2.9}' style="overflow:hidden;padding:0px 3px 0px 3px;vertical-align:bottom;text-align:center;">2.90</td> <td data-sheets-numberformat='{"1":2,"2":"0","3":1}' data-sheets-value='{"1":3,"3":73}' style="overflow:hidden;padding:0px 3px 0px 3px;vertical-align:bottom;text-align:center;">73</td> <td data-sheets-numberformat='{"1":2,"2":"0","3":1}' data-sheets-value='{"1":3,"3":63}' style="overflow:hidden;padding:0px 3px 0px 3px;vertical-align:bottom;text-align:center;">63</td> <td data-sheets-numberformat='{"1":2,"2":"0","3":1}' data-sheets-value='{"1":3,"3":20}' style="border-right:1px solid #000000;overflow:hidden;padding:0px 3px 0px 3px;vertical-align:bottom;text-align:center;">20</td> </tr> <tr style="height:20px;"> <td style="border-left:1px solid #000000;overflow:hidden;padding:0px 3px 0px 3px;vertical-align:bottom;font-weight:bold;"></td> <td data-sheets-value='{"1":2,"2":"Double-walled"}' style="overflow:hidden;padding:0px 3px 0px 3px;vertical-align:bottom;font-weight:bold;">Double-walled</td> <td data-sheets-value='{"1":2,"2":"Opal (A/D)"}' style="border-right:1px solid #000000;overflow:hidden;padding:0px 3px 0px 3px;vertical-align:bottom;font-weight:bold;">Opal (A/D)</td> <td data-sheets-numberformat='{"1":2,"2":"0.00","3":1}' data-sheets-value='{"1":3,"3":2.9}' style="overflow:hidden;padding:0px 3px 0px 3px;vertical-align:bottom;text-align:center;">2.90</td> <td data-sheets-numberformat='{"1":2,"2":"0","3":1}' data-sheets-value='{"1":3,"3":51}' style="overflow:hidden;padding:0px 3px 0px 3px;vertical-align:bottom;text-align:center;">51</td> <td data-sheets-numberformat='{"1":2,"2":"0","3":1}' data-sheets-value='{"1":3,"3":50}' style="overflow:hidden;padding:0px 3px 0px 3px;vertical-align:bottom;text-align:center;">50</td> <td data-sheets-numberformat='{"1":2,"2":"0","3":1}' data-sheets-value='{"1":3,"3":20}' style="border-right:1px solid #000000;overflow:hidden;padding:0px 3px 0px 3px;vertical-align:bottom;text-align:center;">20</td> </tr> <tr style="height:20px;"> <td style="border-left:1px solid #000000;overflow:hidden;padding:0px 3px 0px 3px;vertical-align:bottom;font-weight:bold;"></td> <td data-sheets-value='{"1":2,"2":"Triple-walled"}' style="overflow:hidden;padding:0px 3px 0px 3px;vertical-align:bottom;font-weight:bold;">Triple-walled</td> <td data-sheets-value='{"1":2,"2":"Clear (A/H/H)"}' style="border-right:1px solid #000000;overflow:hidden;padding:0px 3px 0px 3px;vertical-align:bottom;font-weight:bold;">Clear (A/H/H)</td> <td data-sheets-numberformat='{"1":2,"2":"0.00","3":1}' data-sheets-value='{"1":3,"3":1.7}' style="overflow:hidden;padding:0px 3px 0px 3px;vertical-align:bottom;text-align:center;">1.70</td> <td data-sheets-numberformat='{"1":2,"2":"0","3":1}' data-sheets-value='{"1":3,"3":71}' style="overflow:hidden;padding:0px 3px 0px 3px;vertical-align:bottom;text-align:center;">71</td> <td data-sheets-numberformat='{"1":2,"2":"0","3":1}' data-sheets-value='{"1":3,"3":63}' style="overflow:hidden;padding:0px 3px 0px 3px;vertical-align:bottom;text-align:center;">63</td> <td data-sheets-numberformat='{"1":2,"2":"0","3":1}' data-sheets-value='{"1":3,"3":22}' style="border-right:1px solid #000000;overflow:hidden;padding:0px 3px 0px 3px;vertical-align:bottom;text-align:center;">22</td> </tr> <tr style="height:20px;"> <td style="border-left:1px solid #000000;overflow:hidden;padding:0px 3px 0px 3px;vertical-align:bottom;font-weight:bold;"></td> <td data-sheets-value='{"1":2,"2":"Triple-walled"}' style="overflow:hidden;padding:0px 3px 0px 3px;vertical-align:bottom;font-weight:bold;">Triple-walled</td> <td data-sheets-value='{"1":2,"2":"Opal (A/O/O)"}' style="border-right:1px solid #000000;overflow:hidden;padding:0px 3px 0px 3px;vertical-align:bottom;font-weight:bold;">Opal (A/O/O)</td> <td data-sheets-numberformat='{"1":2,"2":"0.00","3":1}' data-sheets-value='{"1":3,"3":1.7}' style="overflow:hidden;padding:0px 3px 0px 3px;vertical-align:bottom;text-align:center;">1.70</td> <td data-sheets-numberformat='{"1":2,"2":"0","3":1}' data-sheets-value='{"1":3,"3":61}' style="overflow:hidden;padding:0px 3px 0px 3px;vertical-align:bottom;text-align:center;">61</td> <td data-sheets-numberformat='{"1":2,"2":"0","3":1}' data-sheets-value='{"1":3,"3":48}' style="overflow:hidden;padding:0px 3px 0px 3px;vertical-align:bottom;text-align:center;">48</td> <td data-sheets-numberformat='{"1":2,"2":"0","3":1}' data-sheets-value='{"1":3,"3":22}' style="border-right:1px solid #000000;overflow:hidden;padding:0px 3px 0px 3px;vertical-align:bottom;text-align:center;">22</td> </tr> <tr style="height:20px;"> <td style="border-left:1px solid #000000;overflow:hidden;padding:0px 3px 0px 3px;vertical-align:bottom;font-weight:bold;"></td> <td data-sheets-value='{"1":2,"2":"Four-walled"}' style="overflow:hidden;padding:0px 3px 0px 3px;vertical-align:bottom;font-weight:bold;">Four-walled</td> <td data-sheets-value='{"1":2,"2":"Clear (A/H/H/H)"}' style="border-right:1px solid #000000;overflow:hidden;padding:0px 3px 0px 3px;vertical-align:bottom;font-weight:bold;">Clear (A/H/H/H)</td> <td data-sheets-numberformat='{"1":2,"2":"0.00","3":1}' data-sheets-value='{"1":3,"3":1.28}' style="overflow:hidden;padding:0px 3px 0px 3px;vertical-align:bottom;text-align:center;">1.28</td> <td data-sheets-numberformat='{"1":2,"2":"0","3":1}' data-sheets-value='{"1":3,"3":64}' style="overflow:hidden;padding:0px 3px 0px 3px;vertical-align:bottom;text-align:center;">64</td> <td data-sheets-numberformat='{"1":2,"2":"0","3":1}' data-sheets-value='{"1":3,"3":52}' style="overflow:hidden;padding:0px 3px 0px 3px;vertical-align:bottom;text-align:center;">52</td> <td data-sheets-numberformat='{"1":2,"2":"0","3":1}' data-sheets-value='{"1":3,"3":23}' style="border-right:1px solid #000000;overflow:hidden;padding:0px 3px 0px 3px;vertical-align:bottom;text-align:center;">23</td> </tr> <tr style="height:20px;"> <td style="border-bottom:1px solid #000000;border-left:1px solid #000000;overflow:hidden;padding:0px 3px 0px 3px;vertical-align:bottom;"></td> <td data-sheets-value='{"1":2,"2":"Four-walled"}' style="border-bottom:1px solid #000000;overflow:hidden;padding:0px 3px 0px 3px;vertical-align:bottom;font-weight:bold;">Four-walled</td> <td data-sheets-value='{"1":2,"2":"Opal (A/H/O/H)"}' style="border-right:1px solid #000000;border-bottom:1px solid #000000;overflow:hidden;padding:0px 3px 0px 3px;vertical-align:bottom;font-weight:bold;">Opal (A/H/O/H)</td> <td data-sheets-numberformat='{"1":2,"2":"0.00","3":1}' data-sheets-value='{"1":3,"3":1.28}' style="border-bottom:1px solid #000000;overflow:hidden;padding:0px 3px 0px 3px;vertical-align:bottom;text-align:center;">1.28</td> <td data-sheets-numberformat='{"1":2,"2":"0","3":1}' data-sheets-value='{"1":3,"3":59}' style="border-bottom:1px solid #000000;overflow:hidden;padding:0px 3px 0px 3px;vertical-align:bottom;text-align:center;">59</td> <td data-sheets-numberformat='{"1":2,"2":"0","3":1}' data-sheets-value='{"1":3,"3":46}' style="border-bottom:1px solid #000000;overflow:hidden;padding:0px 3px 0px 3px;vertical-align:bottom;text-align:center;">46</td> <td data-sheets-numberformat='{"1":2,"2":"0","3":1}' data-sheets-value='{"1":3,"3":23}' style="border-right:1px solid #000000;border-bottom:1px solid #000000;overflow:hidden;padding:0px 3px 0px 3px;vertical-align:bottom;text-align:center;">23</td> </tr> <tr style="height:20px;"> <td data-sheets-value='{"1":2,"2":"Polycarbonate"}' style="border-left:1px solid #000000;overflow:hidden;padding:0px 3px 0px 3px;vertical-align:bottom;font-weight:bold;">Polycarbonate</td> <td data-sheets-value='{"1":2,"2":"Single-walled"}' style="overflow:hidden;padding:0px 3px 0px 3px;vertical-align:bottom;font-weight:bold;">Single-walled</td> <td data-sheets-value='{"1":2,"2":"Heatstop Opal (T)"}' style="border-right:1px solid #000000;overflow:hidden;padding:0px 3px 0px 3px;vertical-align:bottom;font-weight:bold;">Heatstop Opal (T)</td> <td data-sheets-numberformat='{"1":2,"2":"0.00","3":1}' data-sheets-value='{"1":3,"3":5.17}' style="overflow:hidden;padding:0px 3px 0px 3px;vertical-align:bottom;text-align:center;">5.17</td> <td data-sheets-numberformat='{"1":2,"2":"0","3":1}' data-sheets-value='{"1":3,"3":49}' style="overflow:hidden;padding:0px 3px 0px 3px;vertical-align:bottom;text-align:center;">49</td> <td data-sheets-numberformat='{"1":2,"2":"0","3":1}' data-sheets-value='{"1":3,"3":59}' style="overflow:hidden;padding:0px 3px 0px 3px;vertical-align:bottom;text-align:center;">59</td> <td data-sheets-numberformat='{"1":2,"2":"0","3":1}' data-sheets-value='{"1":2,"2":"-"}' style="border-right:1px solid #000000;overflow:hidden;padding:0px 3px 0px 3px;vertical-align:bottom;text-align:center;">-</td> </tr> <tr style="height:20px;"> <td data-sheets-value='{"1":2,"2":"Heatstop PC"}' style="border-left:1px solid #000000;overflow:hidden;padding:0px 3px 0px 3px;vertical-align:bottom;font-weight:bold;">Heatstop PC</td> <td data-sheets-value='{"1":2,"2":"Double-walled"}' style="overflow:hidden;padding:0px 3px 0px 3px;vertical-align:bottom;font-weight:bold;">Double-walled</td> <td data-sheets-value='{"1":2,"2":"Clear (T/H)"}' style="border-right:1px solid #000000;overflow:hidden;padding:0px 3px 0px 3px;vertical-align:bottom;font-weight:bold;">Clear (T/H)</td> <td data-sheets-numberformat='{"1":2,"2":"0.00","3":1}' data-sheets-value='{"1":3,"3":2.9}' style="overflow:hidden;padding:0px 3px 0px 3px;vertical-align:bottom;text-align:center;">2.90</td> <td data-sheets-numberformat='{"1":2,"2":"0","3":1}' data-sheets-value='{"1":3,"3":44}' style="overflow:hidden;padding:0px 3px 0px 3px;vertical-align:bottom;text-align:center;">44</td> <td data-sheets-numberformat='{"1":2,"2":"0","3":1}' data-sheets-value='{"1":3,"3":51}' style="overflow:hidden;padding:0px 3px 0px 3px;vertical-align:bottom;text-align:center;">51</td> <td data-sheets-numberformat='{"1":2,"2":"0","3":1}' data-sheets-value='{"1":3,"3":20}' style="border-right:1px solid #000000;overflow:hidden;padding:0px 3px 0px 3px;vertical-align:bottom;text-align:center;">20</td> </tr> <tr style="height:20px;"> <td style="border-left:1px solid #000000;overflow:hidden;padding:0px 3px 0px 3px;vertical-align:bottom;font-weight:bold;"></td> <td data-sheets-value='{"1":2,"2":"Double-walled"}' style="overflow:hidden;padding:0px 3px 0px 3px;vertical-align:bottom;font-weight:bold;">Double-walled</td> <td data-sheets-value='{"1":2,"2":"Opal (T/O)"}' style="border-right:1px solid #000000;overflow:hidden;padding:0px 3px 0px 3px;vertical-align:bottom;font-weight:bold;">Opal (T/O)</td> <td data-sheets-numberformat='{"1":2,"2":"0.00","3":1}' data-sheets-value='{"1":3,"3":2.9}' style="overflow:hidden;padding:0px 3px 0px 3px;vertical-align:bottom;text-align:center;">2.90</td> <td data-sheets-numberformat='{"1":2,"2":"0","3":1}' data-sheets-value='{"1":3,"3":41}' style="overflow:hidden;padding:0px 3px 0px 3px;vertical-align:bottom;text-align:center;">41</td> <td data-sheets-numberformat='{"1":2,"2":"0","3":1}' data-sheets-value='{"1":3,"3":45}' style="overflow:hidden;padding:0px 3px 0px 3px;vertical-align:bottom;text-align:center;">45</td> <td data-sheets-numberformat='{"1":2,"2":"0","3":1}' data-sheets-value='{"1":3,"3":20}' style="border-right:1px solid #000000;overflow:hidden;padding:0px 3px 0px 3px;vertical-align:bottom;text-align:center;">20</td> </tr> <tr style="height:20px;"> <td style="border-left:1px solid #000000;overflow:hidden;padding:0px 3px 0px 3px;vertical-align:bottom;font-weight:bold;"></td> <td data-sheets-value='{"1":2,"2":"Triple-walled"}' style="overflow:hidden; | skylux-160-ce-met-koepel-en-polyester-opstand-30-20-met-lm-motor-en-windvang-1600-x-2200-mm | 8586015277389 | 46872316117325
Smoke and heat exhaust (SHEV) | SHE system | Skylux | Skylux 160° CE with skylight and polyester curb 30/20 with double LM-actuator and spoiler 1600 x 2300 mm |  | 50789 | 5412970507895 | 9716.3 | Yes | 30-45 | 143.01 | 1600 x 2300 mm | 2300 | 1600 |  | polyester 30/20 (30 cm high & roof opening = 20 cm larger than daylight size) | Rectangular | 5.17 W/m²K - 1.28 W/m²K | 87% - 32% | 90% - 32% | 20dB - 23dB | 160° CE (for industry) | skylight | with spoiler | E | Double actuator | Maximum four-walled skylight possible for this product | Ut-value LT-value g-value Rw-value EN 1873 : 2014 EN ISO 13468 EN 16153 EN 410 EN 410 EN ISO 140-3 Material Walls Shells (W/m²K) (%) (%) (dB) Acrylic Single-walled Clear (H) 5.17 90 87 - PMMA Single-walled Opal (O) 5.17 83 76 - Double-walled Clear (H/H) 2.90 81 75 20 Double-walled Opal (O/O) 2.90 69 58 20 Triple-walled Clear (H/H/H) 1.70 73 65 22 Triple-walled Opal (O/H/O) 1.70 62 51 22 Four-walled Clear (H/H/H/H) 1.28 64 54 23 Four-walled Opal (H/H/O/H) 1.28 59 48 23 Polycarbonate Single-walled Clear (A) 5.17 88 83 - PC Single-walled Opal (D) 5.17 58 60 - Double-walled Clear (A/H) 2.90 79 72 20 Double-walled Clear (A/A) 2.90 77 69 20 Double-walled Opal (A/O) 2.90 73 63 20 Double-walled Opal (A/D) 2.90 51 50 20 Triple-walled Clear (A/H/H) 1.70 71 63 22 Triple-walled Opal (A/O/O) 1.70 61 48 22 Four-walled Clear (A/H/H/H) 1.28 64 52 23 Four-walled Opal (A/H/O/H) 1.28 59 46 23 Polycarbonate Single-walled Heatstop Opal (T) 5.17 49 59 - Heatstop PC Double-walled Clear (T/H) 2.90 44 51 20 Double-walled Opal (T/O) 2.90 41 45 20 Triple-walled Clear (T/H/H) 1.70 40 <td data-sheets-numberformat='{"1":2,"2":"0","3":1}' data-sheets-value='{"1":3,"3":44}' style="overflow:hidden;paddin | https://skylux.eu/en/products/skylux-160-ce-met-koepel-en-polyester-opstand-30-20-met-lm-motor-en-windvang-1600-x-2300-mm | https://skylux.eu/cdn/shop/files/Skylux-160deg-CE-met-koepel-en-polyester-opstand-3020-met-dubbele-LM-motor-en-windvang-1600-x-2300-mm-RWA-systeem.jpg?v=1702978512&width=1600 | https://skylux.eu/cdn/shop/files/e5a82811-1bb0-48e4-a776-cacb59c7c092_33b348d9-166e-4b36-8912-e42440980a75.jpg?v=1688550663&width=1600 | //skylux.eu/cdn/shop/files/E_MH_Mounting_instructions_Skylux_160_CE_LM.pdf?v=12406716259046007223 | //skylux.eu/cdn/shop/files/E_TD_Technical_File_Skylux_Skylux_160_CE_Electric.pdf?v=3667116872303399239 | <style type="text/css" id="isPasted"> <!--td { border: 1px solid #cccccc; } br { mso-data-placement: same-cell; } --> </style> <table border="1" cellpadding="0" cellspacing="0" dir="ltr" style="table-layout:fixed;font-size:10pt;font-family:Arial;border-collapse:collapse;border:none;"><tbody> <tr style="height:20px;"> <td style="overflow:hidden;padding:0px 3px 0px 3px;vertical-align:bottom;"></td> <td style="overflow:hidden;padding:0px 3px 0px 3px;vertical-align:bottom;"></td> <td style="overflow:hidden;padding:0px 3px 0px 3px;vertical-align:bottom;"></td> <td data-sheets-value='{"1":2,"2":"Ut-value"}' style="overflow:hidden;padding:0px 3px 0px 3px;vertical-align:bottom;font-weight:bold;text-align:center;">Ut-value</td> <td data-sheets-value='{"1":2,"2":"LT-value"}' style="overflow:hidden;padding:0px 3px 0px 3px;vertical-align:bottom;font-weight:bold;text-align:center;">LT-value</td> <td data-sheets-value='{"1":2,"2":"g-value"}' style="overflow:hidden;padding:0px 3px 0px 3px;vertical-align:bottom;font-weight:bold;text-align:center;">g-value</td> <td data-sheets-value='{"1":2,"2":"Rw-value "}' style="overflow:hidden;padding:0px 3px 0px 3px;vertical-align:bottom;font-weight:bold;text-align:center;">Rw-value </td> </tr> <tr style="height:20px;"> <td style="overflow:hidden;padding:0px 3px 0px 3px;vertical-align:bottom;"></td> <td style="overflow:hidden;padding:0px 3px 0px 3px;vertical-align:bottom;"></td> <td style="overflow:hidden;padding:0px 3px 0px 3px;vertical-align:bottom;"></td> <td data-sheets-numberformat='{"1":2,"2":"0.00","3":1}' data-sheets-value='{"1":2,"2":"EN 1873 : 2014"}' style="overflow:hidden;padding:0px 3px 0px 3px;vertical-align:bottom;text-align:center;">EN 1873 : 2014</td> <td data-sheets-numberformat='{"1":2,"2":"0","3":1}' data-sheets-value='{"1":2,"2":"EN ISO 13468 EN 16153 EN 410"}' style="overflow:hidden;padding:0px 3px 0px 3px;vertical-align:bottom;text-align:center;">EN ISO 13468 EN 16153 EN 410</td> <td data-sheets-numberformat='{"1":2,"2":"0","3":1}' data-sheets-value='{"1":2,"2":"EN 410"}' style="overflow:hidden;padding:0px 3px 0px 3px;vertical-align:bottom;text-align:center;">EN 410</td> <td data-sheets-value='{"1":2,"2":"EN ISO 140-3\t\t"}' style="overflow:hidden;padding:0px 3px 0px 3px;vertical-align:bottom;text-align:center;">EN ISO 140-3 </td> </tr> <tr style="height:20px;"> <td data-sheets-value='{"1":2,"2":"Material"}' style="border-bottom:1px solid #000000;overflow:hidden;padding:0px 3px 0px 3px;vertical-align:bottom;background-color:#000000;font-weight:bold;color:#ffffff;">Material</td> <td data-sheets-value='{"1":2,"2":"Walls"}' style="border-bottom:1px solid #000000;overflow:hidden;padding:0px 3px 0px 3px;vertical-align:bottom;background-color:#000000;font-weight:bold;color:#ffffff;">Walls</td> <td data-sheets-value='{"1":2,"2":"Shells"}' style="border-bottom:1px solid #000000;overflow:hidden;padding:0px 3px 0px 3px;vertical-align:bottom;background-color:#000000;font-weight:bold;color:#ffffff;">Shells</td> <td data-sheets-numberformat='{"1":2,"2":"0.00","3":1}' data-sheets-value='{"1":2,"2":"(W/m²K)\t"}' style="border-bottom:1px solid #000000;overflow:hidden;padding:0px 3px 0px 3px;vertical-align:bottom;background-color:#000000;font-weight:bold;color:#ffffff;text-align:center;">(W/m²K) </td> <td data-sheets-numberformat='{"1":2,"2":"0","3":1}' data-sheets-value='{"1":2,"2":"(%)"}' style="border-bottom:1px solid #000000;overflow:hidden;padding:0px 3px 0px 3px;vertical-align:bottom;background-color:#000000;font-weight:bold;color:#ffffff;text-align:center;">(%)</td> <td data-sheets-numberformat='{"1":2,"2":"0","3":1}' data-sheets-value='{"1":2,"2":"(%)"}' style="border-bottom:1px solid #000000;overflow:hidden;padding:0px 3px 0px 3px;vertical-align:bottom;background-color:#000000;font-weight:bold;color:#ffffff;text-align:center;">(%)</td> <td data-sheets-value='{"1":2,"2":"(dB)"}' style="border-bottom:1px solid #000000;overflow:hidden;padding:0px 3px 0px 3px;vertical-align:bottom;background-color:#000000;font-weight:bold;color:#ffffff;text-align:center;">(dB)</td> </tr> <tr style="height:20px;"> <td data-sheets-value='{"1":2,"2":"Acrylic"}' style="border-left:1px solid #000000;overflow:hidden;padding:0px 3px 0px 3px;vertical-align:bottom;font-weight:bold;">Acrylic</td> <td data-sheets-value='{"1":2,"2":"Single-walled"}' style="overflow:hidden;padding:0px 3px 0px 3px;vertical-align:bottom;font-weight:bold;">Single-walled</td> <td data-sheets-value='{"1":2,"2":"Clear (H)"}' style="border-right:1px solid #000000;overflow:hidden;padding:0px 3px 0px 3px;vertical-align:bottom;font-weight:bold;">Clear (H)</td> <td data-sheets-numberformat='{"1":2,"2":"0.00","3":1}' data-sheets-value='{"1":3,"3":5.17}' style="overflow:hidden;padding:0px 3px 0px 3px;vertical-align:bottom;text-align:center;">5.17</td> <td data-sheets-numberformat='{"1":2,"2":"0","3":1}' data-sheets-value='{"1":3,"3":90}' style="overflow:hidden;padding:0px 3px 0px 3px;vertical-align:bottom;text-align:center;">90</td> <td data-sheets-numberformat='{"1":2,"2":"0","3":1}' data-sheets-value='{"1":3,"3":87}' style="overflow:hidden;padding:0px 3px 0px 3px;vertical-align:bottom;text-align:center;">87</td> <td data-sheets-numberformat='{"1":2,"2":"0","3":1}' data-sheets-value='{"1":2,"2":"-"}' style="border-right:1px solid #000000;overflow:hidden;padding:0px 3px 0px 3px;vertical-align:bottom;text-align:center;">-</td> </tr> <tr style="height:20px;"> <td data-sheets-value='{"1":2,"2":"PMMA"}' style="border-left:1px solid #000000;overflow:hidden;padding:0px 3px 0px 3px;vertical-align:bottom;font-weight:bold;">PMMA</td> <td data-sheets-value='{"1":2,"2":"Single-walled"}' style="overflow:hidden;padding:0px 3px 0px 3px;vertical-align:bottom;font-weight:bold;">Single-walled</td> <td data-sheets-value='{"1":2,"2":"Opal (O)"}' style="border-right:1px solid #000000;overflow:hidden;padding:0px 3px 0px 3px;vertical-align:bottom;font-weight:bold;">Opal (O)</td> <td data-sheets-numberformat='{"1":2,"2":"0.00","3":1}' data-sheets-value='{"1":3,"3":5.17}' style="overflow:hidden;padding:0px 3px 0px 3px;vertical-align:bottom;text-align:center;">5.17</td> <td data-sheets-numberformat='{"1":2,"2":"0","3":1}' data-sheets-value='{"1":3,"3":83}' style="overflow:hidden;padding:0px 3px 0px 3px;vertical-align:bottom;text-align:center;">83</td> <td data-sheets-numberformat='{"1":2,"2":"0","3":1}' data-sheets-value='{"1":3,"3":76}' style="overflow:hidden;padding:0px 3px 0px 3px;vertical-align:bottom;text-align:center;">76</td> <td data-sheets-numberformat='{"1":2,"2":"0","3":1}' data-sheets-value='{"1":2,"2":"-"}' style="border-right:1px solid #000000;overflow:hidden;padding:0px 3px 0px 3px;vertical-align:bottom;text-align:center;">-</td> </tr> <tr style="height:20px;"> <td style="border-left:1px solid #000000;overflow:hidden;padding:0px 3px 0px 3px;vertical-align:bottom;font-weight:bold;"></td> <td data-sheets-value='{"1":2,"2":"Double-walled"}' style="overflow:hidden;padding:0px 3px 0px 3px;vertical-align:bottom;font-weight:bold;">Double-walled</td> <td data-sheets-value='{"1":2,"2":"Clear (H/H)"}' style="border-right:1px solid #000000;overflow:hidden;padding:0px 3px 0px 3px;vertical-align:bottom;font-weight:bold;">Clear (H/H)</td> <td data-sheets-numberformat='{"1":2,"2":"0.00","3":1}' data-sheets-value='{"1":3,"3":2.9}' style="overflow:hidden;padding:0px 3px 0px 3px;vertical-align:bottom;text-align:center;">2.90</td> <td data-sheets-numberformat='{"1":2,"2":"0","3":1}' data-sheets-value='{"1":3,"3":81}' style="overflow:hidden;padding:0px 3px 0px 3px;vertical-align:bottom;text-align:center;">81</td> <td data-sheets-numberformat='{"1":2,"2":"0","3":1}' data-sheets-value='{"1":3,"3":75}' style="overflow:hidden;padding:0px 3px 0px 3px;vertical-align:bottom;text-align:center;">75</td> <td data-sheets-numberformat='{"1":2,"2":"0","3":1}' data-sheets-value='{"1":3,"3":20}' style="border-right:1px solid #000000;overflow:hidden;padding:0px 3px 0px 3px;vertical-align:bottom;text-align:center;">20</td> </tr> <tr style="height:20px;"> <td style="border-left:1px solid #000000;overflow:hidden;padding:0px 3px 0px 3px;vertical-align:bottom;font-weight:bold;"></td> <td data-sheets-value='{"1":2,"2":"Double-walled"}' style="overflow:hidden;padding:0px 3px 0px 3px;vertical-align:bottom;font-weight:bold;">Double-walled</td> <td data-sheets-value='{"1":2,"2":"Opal (O/O)"}' style="border-right:1px solid #000000;overflow:hidden;padding:0px 3px 0px 3px;vertical-align:bottom;font-weight:bold;">Opal (O/O)</td> <td data-sheets-numberformat='{"1":2,"2":"0.00","3":1}' data-sheets-value='{"1":3,"3":2.9}' style="overflow:hidden;padding:0px 3px 0px 3px;vertical-align:bottom;text-align:center;">2.90</td> <td data-sheets-numberformat='{"1":2,"2":"0","3":1}' data-sheets-value='{"1":3,"3":69}' style="overflow:hidden;padding:0px 3px 0px 3px;vertical-align:bottom;text-align:center;">69</td> <td data-sheets-numberformat='{"1":2,"2":"0","3":1}' data-sheets-value='{"1":3,"3":58}' style="overflow:hidden;padding:0px 3px 0px 3px;vertical-align:bottom;text-align:center;">58</td> <td data-sheets-numberformat='{"1":2,"2":"0","3":1}' data-sheets-value='{"1":3,"3":20}' style="border-right:1px solid #000000;overflow:hidden;padding:0px 3px 0px 3px;vertical-align:bottom;text-align:center;">20</td> </tr> <tr style="height:20px;"> <td style="border-left:1px solid #000000;overflow:hidden;padding:0px 3px 0px 3px;vertical-align:bottom;font-weight:bold;"></td> <td data-sheets-value='{"1":2,"2":"Triple-walled"}' style="overflow:hidden;padding:0px 3px 0px 3px;vertical-align:bottom;font-weight:bold;">Triple-walled</td> <td data-sheets-value='{"1":2,"2":"Clear (H/H/H)"}' style="border-right:1px solid #000000;overflow:hidden;padding:0px 3px 0px 3px;vertical-align:bottom;font-weight:bold;">Clear (H/H/H)</td> <td data-sheets-numberformat='{"1":2,"2":"0.00","3":1}' data-sheets-value='{"1":3,"3":1.7}' style="overflow:hidden;padding:0px 3px 0px 3px;vertical-align:bottom;text-align:center;">1.70</td> <td data-sheets-numberformat='{"1":2,"2":"0","3":1}' data-sheets-value='{"1":3,"3":73}' style="overflow:hidden;padding:0px 3px 0px 3px;vertical-align:bottom;text-align:center;">73</td> <td data-sheets-numberformat='{"1":2,"2":"0","3":1}' data-sheets-value='{"1":3,"3":65}' style="overflow:hidden;padding:0px 3px 0px 3px;vertical-align:bottom;text-align:center;">65</td> <td data-sheets-numberformat='{"1":2,"2":"0","3":1}' data-sheets-value='{"1":3,"3":22}' style="border-right:1px solid #000000;overflow:hidden;padding:0px 3px 0px 3px;vertical-align:bottom;text-align:center;">22</td> </tr> <tr style="height:20px;"> <td style="border-left:1px solid #000000;overflow:hidden;padding:0px 3px 0px 3px;vertical-align:bottom;font-weight:bold;"></td> <td data-sheets-value='{"1":2,"2":"Triple-walled"}' style="overflow:hidden;padding:0px 3px 0px 3px;vertical-align:bottom;font-weight:bold;">Triple-walled</td> <td data-sheets-value='{"1":2,"2":"Opal (O/H/O)"}' style="border-right:1px solid #000000;overflow:hidden;padding:0px 3px 0px 3px;vertical-align:bottom;font-weight:bold;">Opal (O/H/O)</td> <td data-sheets-numberformat='{"1":2,"2":"0.00","3":1}' data-sheets-value='{"1":3,"3":1.7}' style="overflow:hidden;padding:0px 3px 0px 3px;vertical-align:bottom;text-align:center;">1.70</td> <td data-sheets-numberformat='{"1":2,"2":"0","3":1}' data-sheets-value='{"1":3,"3":62}' style="overflow:hidden;padding:0px 3px 0px 3px;vertical-align:bottom;text-align:center;">62</td> <td data-sheets-numberformat='{"1":2,"2":"0","3":1}' data-sheets-value='{"1":3,"3":51}' style="overflow:hidden;padding:0px 3px 0px 3px;vertical-align:bottom;text-align:center;">51</td> <td data-sheets-numberformat='{"1":2,"2":"0","3":1}' data-sheets-value='{"1":3,"3":22}' style="border-right:1px solid #000000;overflow:hidden;padding:0px 3px 0px 3px;vertical-align:bottom;text-align:center;">22</td> </tr> <tr style="height:20px;"> <td style="border-left:1px solid #000000;overflow:hidden;padding:0px 3px 0px 3px;vertical-align:bottom;font-weight:bold;"></td> <td data-sheets-value='{"1":2,"2":"Four-walled"}' style="overflow:hidden;padding:0px 3px 0px 3px;vertical-align:bottom;font-weight:bold;">Four-walled</td> <td data-sheets-value='{"1":2,"2":"Clear (H/H/H/H)"}' style="border-right:1px solid #000000;overflow:hidden;padding:0px 3px 0px 3px;vertical-align:bottom;font-weight:bold;">Clear (H/H/H/H)</td> <td data-sheets-numberformat='{"1":2,"2":"0.00","3":1}' data-sheets-value='{"1":3,"3":1.28}' style="overflow:hidden;padding:0px 3px 0px 3px;vertical-align:bottom;text-align:center;">1.28</td> <td data-sheets-numberformat='{"1":2,"2":"0","3":1}' data-sheets-value='{"1":3,"3":64}' style="overflow:hidden;padding:0px 3px 0px 3px;vertical-align:bottom;text-align:center;">64</td> <td data-sheets-numberformat='{"1":2,"2":"0","3":1}' data-sheets-value='{"1":3,"3":54}' style="overflow:hidden;padding:0px 3px 0px 3px;vertical-align:bottom;text-align:center;">54</td> <td data-sheets-numberformat='{"1":2,"2":"0","3":1}' data-sheets-value='{"1":3,"3":23}' style="border-right:1px solid #000000;overflow:hidden;padding:0px 3px 0px 3px;vertical-align:bottom;text-align:center;">23</td> </tr> <tr style="height:20px;"> <td style="border-bottom:1px solid #000000;border-left:1px solid #000000;overflow:hidden;padding:0px 3px 0px 3px;vertical-align:bottom;"></td> <td data-sheets-value='{"1":2,"2":"Four-walled"}' style="border-bottom:1px solid #000000;overflow:hidden;padding:0px 3px 0px 3px;vertical-align:bottom;font-weight:bold;">Four-walled</td> <td data-sheets-value='{"1":2,"2":"Opal (H/H/O/H)"}' style="border-right:1px solid #000000;border-bottom:1px solid #000000;overflow:hidden;padding:0px 3px 0px 3px;vertical-align:bottom;font-weight:bold;">Opal (H/H/O/H)</td> <td data-sheets-numberformat='{"1":2,"2":"0.00","3":1}' data-sheets-value='{"1":3,"3":1.28}' style="border-bottom:1px solid #000000;overflow:hidden;padding:0px 3px 0px 3px;vertical-align:bottom;text-align:center;">1.28</td> <td data-sheets-numberformat='{"1":2,"2":"0","3":1}' data-sheets-value='{"1":3,"3":59}' style="border-bottom:1px solid #000000;overflow:hidden;padding:0px 3px 0px 3px;vertical-align:bottom;text-align:center;">59</td> <td data-sheets-numberformat='{"1":2,"2":"0","3":1}' data-sheets-value='{"1":3,"3":48}' style="border-bottom:1px solid #000000;overflow:hidden;padding:0px 3px 0px 3px;vertical-align:bottom;text-align:center;">48</td> <td data-sheets-numberformat='{"1":2,"2":"0","3":1}' data-sheets-value='{"1":3,"3":23}' style="border-right:1px solid #000000;border-bottom:1px solid #000000;overflow:hidden;padding:0px 3px 0px 3px;vertical-align:bottom;text-align:center;">23</td> </tr> <tr style="height:20px;"> <td data-sheets-value='{"1":2,"2":"Polycarbonate "}' style="border-left:1px solid #000000;overflow:hidden;padding:0px 3px 0px 3px;vertical-align:bottom;font-weight:bold;">Polycarbonate </td> <td data-sheets-value='{"1":2,"2":"Single-walled"}' style="overflow:hidden;padding:0px 3px 0px 3px;vertical-align:bottom;font-weight:bold;">Single-walled</td> <td data-sheets-value='{"1":2,"2":"Clear (A)"}' style="border-right:1px solid #000000;overflow:hidden;padding:0px 3px 0px 3px;vertical-align:bottom;font-weight:bold;">Clear (A)</td> <td data-sheets-numberformat='{"1":2,"2":"0.00","3":1}' data-sheets-value='{"1":3,"3":5.17}' style="overflow:hidden;padding:0px 3px 0px 3px;vertical-align:bottom;text-align:center;">5.17</td> <td data-sheets-numberformat='{"1":2,"2":"0","3":1}' data-sheets-value='{"1":3,"3":88}' style="overflow:hidden;padding:0px 3px 0px 3px;vertical-align:bottom;text-align:center;">88</td> <td data-sheets-numberformat='{"1":2,"2":"0","3":1}' data-sheets-value='{"1":3,"3":83}' style="overflow:hidden;padding:0px 3px 0px 3px;vertical-align:bottom;text-align:center;">83</td> <td data-sheets-numberformat='{"1":2,"2":"0","3":1}' data-sheets-value='{"1":2,"2":"-"}' style="border-right:1px solid #000000;overflow:hidden;padding:0px 3px 0px 3px;vertical-align:bottom;text-align:center;">-</td> </tr> <tr style="height:20px;"> <td data-sheets-value='{"1":2,"2":"PC"}' style="border-left:1px solid #000000;overflow:hidden;padding:0px 3px 0px 3px;vertical-align:bottom;font-weight:bold;">PC</td> <td data-sheets-value='{"1":2,"2":"Single-walled"}' style="overflow:hidden;padding:0px 3px 0px 3px;vertical-align:bottom;font-weight:bold;">Single-walled</td> <td data-sheets-value='{"1":2,"2":"Opal (D)"}' style="border-right:1px solid #000000;overflow:hidden;padding:0px 3px 0px 3px;vertical-align:bottom;font-weight:bold;">Opal (D)</td> <td data-sheets-numberformat='{"1":2,"2":"0.00","3":1}' data-sheets-value='{"1":3,"3":5.17}' style="overflow:hidden;padding:0px 3px 0px 3px;vertical-align:bottom;text-align:center;">5.17</td> <td data-sheets-numberformat='{"1":2,"2":"0","3":1}' data-sheets-value='{"1":3,"3":58}' style="overflow:hidden;padding:0px 3px 0px 3px;vertical-align:bottom;text-align:center;">58</td> <td data-sheets-numberformat='{"1":2,"2":"0","3":1}' data-sheets-value='{"1":3,"3":60}' style="overflow:hidden;padding:0px 3px 0px 3px;vertical-align:bottom;text-align:center;">60</td> <td data-sheets-numberformat='{"1":2,"2":"0","3":1}' data-sheets-value='{"1":2,"2":"-"}' style="border-right:1px solid #000000;overflow:hidden;padding:0px 3px 0px 3px;vertical-align:bottom;text-align:center;">-</td> </tr> <tr style="height:20px;"> <td style="border-left:1px solid #000000;overflow:hidden;padding:0px 3px 0px 3px;vertical-align:bottom;font-weight:bold;"></td> <td data-sheets-value='{"1":2,"2":"Double-walled"}' style="overflow:hidden;padding:0px 3px 0px 3px;vertical-align:bottom;font-weight:bold;">Double-walled</td> <td data-sheets-value='{"1":2,"2":"Clear (A/H)"}' style="border-right:1px solid #000000;overflow:hidden;padding:0px 3px 0px 3px;vertical-align:bottom;font-weight:bold;">Clear (A/H)</td> <td data-sheets-numberformat='{"1":2,"2":"0.00","3":1}' data-sheets-value='{"1":3,"3":2.9}' style="overflow:hidden;padding:0px 3px 0px 3px;vertical-align:bottom;text-align:center;">2.90</td> <td data-sheets-numberformat='{"1":2,"2":"0","3":1}' data-sheets-value='{"1":3,"3":79}' style="overflow:hidden;padding:0px 3px 0px 3px;vertical-align:bottom;text-align:center;">79</td> <td data-sheets-numberformat='{"1":2,"2":"0","3":1}' data-sheets-value='{"1":3,"3":72}' style="overflow:hidden;padding:0px 3px 0px 3px;vertical-align:bottom;text-align:center;">72</td> <td data-sheets-numberformat='{"1":2,"2":"0","3":1}' data-sheets-value='{"1":3,"3":20}' style="border-right:1px solid #000000;overflow:hidden;padding:0px 3px 0px 3px;vertical-align:bottom;text-align:center;">20</td> </tr> <tr style="height:20px;"> <td style="border-left:1px solid #000000;overflow:hidden;padding:0px 3px 0px 3px;vertical-align:bottom;font-weight:bold;"></td> <td data-sheets-value='{"1":2,"2":"Double-walled"}' style="overflow:hidden;padding:0px 3px 0px 3px;vertical-align:bottom;font-weight:bold;">Double-walled</td> <td data-sheets-value='{"1":2,"2":"Clear (A/A)"}' style="border-right:1px solid #000000;overflow:hidden;padding:0px 3px 0px 3px;vertical-align:bottom;font-weight:bold;">Clear (A/A)</td> <td data-sheets-numberformat='{"1":2,"2":"0.00","3":1}' data-sheets-value='{"1":3,"3":2.9}' style="overflow:hidden;padding:0px 3px 0px 3px;vertical-align:bottom;text-align:center;">2.90</td> <td data-sheets-numberformat='{"1":2,"2":"0","3":1}' data-sheets-value='{"1":3,"3":77}' style="overflow:hidden;padding:0px 3px 0px 3px;vertical-align:bottom;text-align:center;">77</td> <td data-sheets-numberformat='{"1":2,"2":"0","3":1}' data-sheets-value='{"1":3,"3":69}' style="overflow:hidden;padding:0px 3px 0px 3px;vertical-align:bottom;text-align:center;">69</td> <td data-sheets-numberformat='{"1":2,"2":"0","3":1}' data-sheets-value='{"1":3,"3":20}' style="border-right:1px solid #000000;overflow:hidden;padding:0px 3px 0px 3px;vertical-align:bottom;text-align:center;">20</td> </tr> <tr style="height:20px;"> <td style="border-left:1px solid #000000;overflow:hidden;padding:0px 3px 0px 3px;vertical-align:bottom;font-weight:bold;"></td> <td data-sheets-value='{"1":2,"2":"Double-walled"}' style="overflow:hidden;padding:0px 3px 0px 3px;vertical-align:bottom;font-weight:bold;">Double-walled</td> <td data-sheets-value='{"1":2,"2":"Opal (A/O)"}' style="border-right:1px solid #000000;overflow:hidden;padding:0px 3px 0px 3px;vertical-align:bottom;font-weight:bold;">Opal (A/O)</td> <td data-sheets-numberformat='{"1":2,"2":"0.00","3":1}' data-sheets-value='{"1":3,"3":2.9}' style="overflow:hidden;padding:0px 3px 0px 3px;vertical-align:bottom;text-align:center;">2.90</td> <td data-sheets-numberformat='{"1":2,"2":"0","3":1}' data-sheets-value='{"1":3,"3":73}' style="overflow:hidden;padding:0px 3px 0px 3px;vertical-align:bottom;text-align:center;">73</td> <td data-sheets-numberformat='{"1":2,"2":"0","3":1}' data-sheets-value='{"1":3,"3":63}' style="overflow:hidden;padding:0px 3px 0px 3px;vertical-align:bottom;text-align:center;">63</td> <td data-sheets-numberformat='{"1":2,"2":"0","3":1}' data-sheets-value='{"1":3,"3":20}' style="border-right:1px solid #000000;overflow:hidden;padding:0px 3px 0px 3px;vertical-align:bottom;text-align:center;">20</td> </tr> <tr style="height:20px;"> <td style="border-left:1px solid #000000;overflow:hidden;padding:0px 3px 0px 3px;vertical-align:bottom;font-weight:bold;"></td> <td data-sheets-value='{"1":2,"2":"Double-walled"}' style="overflow:hidden;padding:0px 3px 0px 3px;vertical-align:bottom;font-weight:bold;">Double-walled</td> <td data-sheets-value='{"1":2,"2":"Opal (A/D)"}' style="border-right:1px solid #000000;overflow:hidden;padding:0px 3px 0px 3px;vertical-align:bottom;font-weight:bold;">Opal (A/D)</td> <td data-sheets-numberformat='{"1":2,"2":"0.00","3":1}' data-sheets-value='{"1":3,"3":2.9}' style="overflow:hidden;padding:0px 3px 0px 3px;vertical-align:bottom;text-align:center;">2.90</td> <td data-sheets-numberformat='{"1":2,"2":"0","3":1}' data-sheets-value='{"1":3,"3":51}' style="overflow:hidden;padding:0px 3px 0px 3px;vertical-align:bottom;text-align:center;">51</td> <td data-sheets-numberformat='{"1":2,"2":"0","3":1}' data-sheets-value='{"1":3,"3":50}' style="overflow:hidden;padding:0px 3px 0px 3px;vertical-align:bottom;text-align:center;">50</td> <td data-sheets-numberformat='{"1":2,"2":"0","3":1}' data-sheets-value='{"1":3,"3":20}' style="border-right:1px solid #000000;overflow:hidden;padding:0px 3px 0px 3px;vertical-align:bottom;text-align:center;">20</td> </tr> <tr style="height:20px;"> <td style="border-left:1px solid #000000;overflow:hidden;padding:0px 3px 0px 3px;vertical-align:bottom;font-weight:bold;"></td> <td data-sheets-value='{"1":2,"2":"Triple-walled"}' style="overflow:hidden;padding:0px 3px 0px 3px;vertical-align:bottom;font-weight:bold;">Triple-walled</td> <td data-sheets-value='{"1":2,"2":"Clear (A/H/H)"}' style="border-right:1px solid #000000;overflow:hidden;padding:0px 3px 0px 3px;vertical-align:bottom;font-weight:bold;">Clear (A/H/H)</td> <td data-sheets-numberformat='{"1":2,"2":"0.00","3":1}' data-sheets-value='{"1":3,"3":1.7}' style="overflow:hidden;padding:0px 3px 0px 3px;vertical-align:bottom;text-align:center;">1.70</td> <td data-sheets-numberformat='{"1":2,"2":"0","3":1}' data-sheets-value='{"1":3,"3":71}' style="overflow:hidden;padding:0px 3px 0px 3px;vertical-align:bottom;text-align:center;">71</td> <td data-sheets-numberformat='{"1":2,"2":"0","3":1}' data-sheets-value='{"1":3,"3":63}' style="overflow:hidden;padding:0px 3px 0px 3px;vertical-align:bottom;text-align:center;">63</td> <td data-sheets-numberformat='{"1":2,"2":"0","3":1}' data-sheets-value='{"1":3,"3":22}' style="border-right:1px solid #000000;overflow:hidden;padding:0px 3px 0px 3px;vertical-align:bottom;text-align:center;">22</td> </tr> <tr style="height:20px;"> <td style="border-left:1px solid #000000;overflow:hidden;padding:0px 3px 0px 3px;vertical-align:bottom;font-weight:bold;"></td> <td data-sheets-value='{"1":2,"2":"Triple-walled"}' style="overflow:hidden;padding:0px 3px 0px 3px;vertical-align:bottom;font-weight:bold;">Triple-walled</td> <td data-sheets-value='{"1":2,"2":"Opal (A/O/O)"}' style="border-right:1px solid #000000;overflow:hidden;padding:0px 3px 0px 3px;vertical-align:bottom;font-weight:bold;">Opal (A/O/O)</td> <td data-sheets-numberformat='{"1":2,"2":"0.00","3":1}' data-sheets-value='{"1":3,"3":1.7}' style="overflow:hidden;padding:0px 3px 0px 3px;vertical-align:bottom;text-align:center;">1.70</td> <td data-sheets-numberformat='{"1":2,"2":"0","3":1}' data-sheets-value='{"1":3,"3":61}' style="overflow:hidden;padding:0px 3px 0px 3px;vertical-align:bottom;text-align:center;">61</td> <td data-sheets-numberformat='{"1":2,"2":"0","3":1}' data-sheets-value='{"1":3,"3":48}' style="overflow:hidden;padding:0px 3px 0px 3px;vertical-align:bottom;text-align:center;">48</td> <td data-sheets-numberformat='{"1":2,"2":"0","3":1}' data-sheets-value='{"1":3,"3":22}' style="border-right:1px solid #000000;overflow:hidden;padding:0px 3px 0px 3px;vertical-align:bottom;text-align:center;">22</td> </tr> <tr style="height:20px;"> <td style="border-left:1px solid #000000;overflow:hidden;padding:0px 3px 0px 3px;vertical-align:bottom;font-weight:bold;"></td> <td data-sheets-value='{"1":2,"2":"Four-walled"}' style="overflow:hidden;padding:0px 3px 0px 3px;vertical-align:bottom;font-weight:bold;">Four-walled</td> <td data-sheets-value='{"1":2,"2":"Clear (A/H/H/H)"}' style="border-right:1px solid #000000;overflow:hidden;padding:0px 3px 0px 3px;vertical-align:bottom;font-weight:bold;">Clear (A/H/H/H)</td> <td data-sheets-numberformat='{"1":2,"2":"0.00","3":1}' data-sheets-value='{"1":3,"3":1.28}' style="overflow:hidden;padding:0px 3px 0px 3px;vertical-align:bottom;text-align:center;">1.28</td> <td data-sheets-numberformat='{"1":2,"2":"0","3":1}' data-sheets-value='{"1":3,"3":64}' style="overflow:hidden;padding:0px 3px 0px 3px;vertical-align:bottom;text-align:center;">64</td> <td data-sheets-numberformat='{"1":2,"2":"0","3":1}' data-sheets-value='{"1":3,"3":52}' style="overflow:hidden;padding:0px 3px 0px 3px;vertical-align:bottom;text-align:center;">52</td> <td data-sheets-numberformat='{"1":2,"2":"0","3":1}' data-sheets-value='{"1":3,"3":23}' style="border-right:1px solid #000000;overflow:hidden;padding:0px 3px 0px 3px;vertical-align:bottom;text-align:center;">23</td> </tr> <tr style="height:20px;"> <td style="border-bottom:1px solid #000000;border-left:1px solid #000000;overflow:hidden;padding:0px 3px 0px 3px;vertical-align:bottom;"></td> <td data-sheets-value='{"1":2,"2":"Four-walled"}' style="border-bottom:1px solid #000000;overflow:hidden;padding:0px 3px 0px 3px;vertical-align:bottom;font-weight:bold;">Four-walled</td> <td data-sheets-value='{"1":2,"2":"Opal (A/H/O/H)"}' style="border-right:1px solid #000000;border-bottom:1px solid #000000;overflow:hidden;padding:0px 3px 0px 3px;vertical-align:bottom;font-weight:bold;">Opal (A/H/O/H)</td> <td data-sheets-numberformat='{"1":2,"2":"0.00","3":1}' data-sheets-value='{"1":3,"3":1.28}' style="border-bottom:1px solid #000000;overflow:hidden;padding:0px 3px 0px 3px;vertical-align:bottom;text-align:center;">1.28</td> <td data-sheets-numberformat='{"1":2,"2":"0","3":1}' data-sheets-value='{"1":3,"3":59}' style="border-bottom:1px solid #000000;overflow:hidden;padding:0px 3px 0px 3px;vertical-align:bottom;text-align:center;">59</td> <td data-sheets-numberformat='{"1":2,"2":"0","3":1}' data-sheets-value='{"1":3,"3":46}' style="border-bottom:1px solid #000000;overflow:hidden;padding:0px 3px 0px 3px;vertical-align:bottom;text-align:center;">46</td> <td data-sheets-numberformat='{"1":2,"2":"0","3":1}' data-sheets-value='{"1":3,"3":23}' style="border-right:1px solid #000000;border-bottom:1px solid #000000;overflow:hidden;padding:0px 3px 0px 3px;vertical-align:bottom;text-align:center;">23</td> </tr> <tr style="height:20px;"> <td data-sheets-value='{"1":2,"2":"Polycarbonate"}' style="border-left:1px solid #000000;overflow:hidden;padding:0px 3px 0px 3px;vertical-align:bottom;font-weight:bold;">Polycarbonate</td> <td data-sheets-value='{"1":2,"2":"Single-walled"}' style="overflow:hidden;padding:0px 3px 0px 3px;vertical-align:bottom;font-weight:bold;">Single-walled</td> <td data-sheets-value='{"1":2,"2":"Heatstop Opal (T)"}' style="border-right:1px solid #000000;overflow:hidden;padding:0px 3px 0px 3px;vertical-align:bottom;font-weight:bold;">Heatstop Opal (T)</td> <td data-sheets-numberformat='{"1":2,"2":"0.00","3":1}' data-sheets-value='{"1":3,"3":5.17}' style="overflow:hidden;padding:0px 3px 0px 3px;vertical-align:bottom;text-align:center;">5.17</td> <td data-sheets-numberformat='{"1":2,"2":"0","3":1}' data-sheets-value='{"1":3,"3":49}' style="overflow:hidden;padding:0px 3px 0px 3px;vertical-align:bottom;text-align:center;">49</td> <td data-sheets-numberformat='{"1":2,"2":"0","3":1}' data-sheets-value='{"1":3,"3":59}' style="overflow:hidden;padding:0px 3px 0px 3px;vertical-align:bottom;text-align:center;">59</td> <td data-sheets-numberformat='{"1":2,"2":"0","3":1}' data-sheets-value='{"1":2,"2":"-"}' style="border-right:1px solid #000000;overflow:hidden;padding:0px 3px 0px 3px;vertical-align:bottom;text-align:center;">-</td> </tr> <tr style="height:20px;"> <td data-sheets-value='{"1":2,"2":"Heatstop PC"}' style="border-left:1px solid #000000;overflow:hidden;padding:0px 3px 0px 3px;vertical-align:bottom;font-weight:bold;">Heatstop PC</td> <td data-sheets-value='{"1":2,"2":"Double-walled"}' style="overflow:hidden;padding:0px 3px 0px 3px;vertical-align:bottom;font-weight:bold;">Double-walled</td> <td data-sheets-value='{"1":2,"2":"Clear (T/H)"}' style="border-right:1px solid #000000;overflow:hidden;padding:0px 3px 0px 3px;vertical-align:bottom;font-weight:bold;">Clear (T/H)</td> <td data-sheets-numberformat='{"1":2,"2":"0.00","3":1}' data-sheets-value='{"1":3,"3":2.9}' style="overflow:hidden;padding:0px 3px 0px 3px;vertical-align:bottom;text-align:center;">2.90</td> <td data-sheets-numberformat='{"1":2,"2":"0","3":1}' data-sheets-value='{"1":3,"3":44}' style="overflow:hidden;padding:0px 3px 0px 3px;vertical-align:bottom;text-align:center;">44</td> <td data-sheets-numberformat='{"1":2,"2":"0","3":1}' data-sheets-value='{"1":3,"3":51}' style="overflow:hidden;padding:0px 3px 0px 3px;vertical-align:bottom;text-align:center;">51</td> <td data-sheets-numberformat='{"1":2,"2":"0","3":1}' data-sheets-value='{"1":3,"3":20}' style="border-right:1px solid #000000;overflow:hidden;padding:0px 3px 0px 3px;vertical-align:bottom;text-align:center;">20</td> </tr> <tr style="height:20px;"> <td style="border-left:1px solid #000000;overflow:hidden;padding:0px 3px 0px 3px;vertical-align:bottom;font-weight:bold;"></td> <td data-sheets-value='{"1":2,"2":"Double-walled"}' style="overflow:hidden;padding:0px 3px 0px 3px;vertical-align:bottom;font-weight:bold;">Double-walled</td> <td data-sheets-value='{"1":2,"2":"Opal (T/O)"}' style="border-right:1px solid #000000;overflow:hidden;padding:0px 3px 0px 3px;vertical-align:bottom;font-weight:bold;">Opal (T/O)</td> <td data-sheets-numberformat='{"1":2,"2":"0.00","3":1}' data-sheets-value='{"1":3,"3":2.9}' style="overflow:hidden;padding:0px 3px 0px 3px;vertical-align:bottom;text-align:center;">2.90</td> <td data-sheets-numberformat='{"1":2,"2":"0","3":1}' data-sheets-value='{"1":3,"3":41}' style="overflow:hidden;padding:0px 3px 0px 3px;vertical-align:bottom;text-align:center;">41</td> <td data-sheets-numberformat='{"1":2,"2":"0","3":1}' data-sheets-value='{"1":3,"3":45}' style="overflow:hidden;padding:0px 3px 0px 3px;vertical-align:bottom;text-align:center;">45</td> <td data-sheets-numberformat='{"1":2,"2":"0","3":1}' data-sheets-value='{"1":3,"3":20}' style="border-right:1px solid #000000;overflow:hidden;padding:0px 3px 0px 3px;vertical-align:bottom;text-align:center;">20</td> </tr> <tr style="height:20px;"> <td style="border-left:1px solid #000000;overflow:hidden;padding:0px 3px 0px 3px;vertical-align:bottom;font-weight:bold;"></td> <td data-sheets-value='{"1":2,"2":"Triple-walled"}' style="overflow:hidden; | skylux-160-ce-met-koepel-en-polyester-opstand-30-20-met-lm-motor-en-windvang-1600-x-2300-mm | 8586015342925 | 46872316510541
Smoke and heat exhaust (SHEV) | SHE system | Skylux | Skylux 160° CE with skylight and polyester curb 30/20 with double LM-actuator and spoiler 1600 x 2500 mm |  | 50790 | 5412970507901 | 10292.3 | Yes | 30-45 | 150.48 | 1600 x 2500 mm | 2500 | 1600 |  | polyester 30/20 (30 cm high & roof opening = 20 cm larger than daylight size) | Rectangular | 5.17 W/m²K - 1.28 W/m²K | 87% - 32% | 90% - 32% | 20dB - 23dB | 160° CE (for industry) | skylight | with spoiler | E | Double actuator | Maximum four-walled skylight possible for this product | Ut-value LT-value g-value Rw-value EN 1873 : 2014 EN ISO 13468 EN 16153 EN 410 EN 410 EN ISO 140-3 Material Walls Shells (W/m²K) (%) (%) (dB) Acrylic Single-walled Clear (H) 5.17 90 87 - PMMA Single-walled Opal (O) 5.17 83 76 - Double-walled Clear (H/H) 2.90 81 75 20 Double-walled Opal (O/O) 2.90 69 58 20 Triple-walled Clear (H/H/H) 1.70 73 65 22 Triple-walled Opal (O/H/O) 1.70 62 51 22 Four-walled Clear (H/H/H/H) 1.28 64 54 23 Four-walled Opal (H/H/O/H) 1.28 59 48 23 Polycarbonate Single-walled Clear (A) 5.17 88 83 - PC Single-walled Opal (D) 5.17 58 60 - Double-walled Clear (A/H) 2.90 79 72 20 Double-walled Clear (A/A) 2.90 77 69 20 Double-walled Opal (A/O) 2.90 73 63 20 Double-walled Opal (A/D) 2.90 51 50 20 Triple-walled Clear (A/H/H) 1.70 71 63 22 Triple-walled Opal (A/O/O) 1.70 61 48 22 Four-walled Clear (A/H/H/H) 1.28 64 52 23 Four-walled Opal (A/H/O/H) 1.28 59 46 23 Polycarbonate Single-walled Heatstop Opal (T) 5.17 49 59 - Heatstop PC Double-walled Clear (T/H) 2.90 44 51 20 Double-walled Opal (T/O) 2.90 41 45 20 Triple-walled Clear (T/H/H) 1.70 40 <td data-sheets-numberformat='{"1":2,"2":"0","3":1}' data-sheets-value='{"1":3,"3":44}' style="overflow:hidden;paddin | https://skylux.eu/en/products/skylux-160-ce-met-koepel-en-polyester-opstand-30-20-met-lm-motor-en-windvang-1600-x-2500-mm | https://skylux.eu/cdn/shop/files/Skylux-160deg-CE-met-koepel-en-polyester-opstand-3020-met-dubbele-LM-motor-en-windvang-1600-x-2500-mm-RWA-systeem.jpg?v=1702978518&width=1600 | https://skylux.eu/cdn/shop/files/e5a82811-1bb0-48e4-a776-cacb59c7c092_081ea990-423d-44b0-8468-974318e46580.jpg?v=1688550665&width=1600 | //skylux.eu/cdn/shop/files/E_MH_Mounting_instructions_Skylux_160_CE_LM.pdf?v=12406716259046007223 | //skylux.eu/cdn/shop/files/E_TD_Technical_File_Skylux_Skylux_160_CE_Electric.pdf?v=3667116872303399239 | <style type="text/css" id="isPasted"> <!--td { border: 1px solid #cccccc; } br { mso-data-placement: same-cell; } --> </style> <table border="1" cellpadding="0" cellspacing="0" dir="ltr" style="table-layout:fixed;font-size:10pt;font-family:Arial;border-collapse:collapse;border:none;"><tbody> <tr style="height:20px;"> <td style="overflow:hidden;padding:0px 3px 0px 3px;vertical-align:bottom;"></td> <td style="overflow:hidden;padding:0px 3px 0px 3px;vertical-align:bottom;"></td> <td style="overflow:hidden;padding:0px 3px 0px 3px;vertical-align:bottom;"></td> <td data-sheets-value='{"1":2,"2":"Ut-value"}' style="overflow:hidden;padding:0px 3px 0px 3px;vertical-align:bottom;font-weight:bold;text-align:center;">Ut-value</td> <td data-sheets-value='{"1":2,"2":"LT-value"}' style="overflow:hidden;padding:0px 3px 0px 3px;vertical-align:bottom;font-weight:bold;text-align:center;">LT-value</td> <td data-sheets-value='{"1":2,"2":"g-value"}' style="overflow:hidden;padding:0px 3px 0px 3px;vertical-align:bottom;font-weight:bold;text-align:center;">g-value</td> <td data-sheets-value='{"1":2,"2":"Rw-value "}' style="overflow:hidden;padding:0px 3px 0px 3px;vertical-align:bottom;font-weight:bold;text-align:center;">Rw-value </td> </tr> <tr style="height:20px;"> <td style="overflow:hidden;padding:0px 3px 0px 3px;vertical-align:bottom;"></td> <td style="overflow:hidden;padding:0px 3px 0px 3px;vertical-align:bottom;"></td> <td style="overflow:hidden;padding:0px 3px 0px 3px;vertical-align:bottom;"></td> <td data-sheets-numberformat='{"1":2,"2":"0.00","3":1}' data-sheets-value='{"1":2,"2":"EN 1873 : 2014"}' style="overflow:hidden;padding:0px 3px 0px 3px;vertical-align:bottom;text-align:center;">EN 1873 : 2014</td> <td data-sheets-numberformat='{"1":2,"2":"0","3":1}' data-sheets-value='{"1":2,"2":"EN ISO 13468 EN 16153 EN 410"}' style="overflow:hidden;padding:0px 3px 0px 3px;vertical-align:bottom;text-align:center;">EN ISO 13468 EN 16153 EN 410</td> <td data-sheets-numberformat='{"1":2,"2":"0","3":1}' data-sheets-value='{"1":2,"2":"EN 410"}' style="overflow:hidden;padding:0px 3px 0px 3px;vertical-align:bottom;text-align:center;">EN 410</td> <td data-sheets-value='{"1":2,"2":"EN ISO 140-3\t\t"}' style="overflow:hidden;padding:0px 3px 0px 3px;vertical-align:bottom;text-align:center;">EN ISO 140-3 </td> </tr> <tr style="height:20px;"> <td data-sheets-value='{"1":2,"2":"Material"}' style="border-bottom:1px solid #000000;overflow:hidden;padding:0px 3px 0px 3px;vertical-align:bottom;background-color:#000000;font-weight:bold;color:#ffffff;">Material</td> <td data-sheets-value='{"1":2,"2":"Walls"}' style="border-bottom:1px solid #000000;overflow:hidden;padding:0px 3px 0px 3px;vertical-align:bottom;background-color:#000000;font-weight:bold;color:#ffffff;">Walls</td> <td data-sheets-value='{"1":2,"2":"Shells"}' style="border-bottom:1px solid #000000;overflow:hidden;padding:0px 3px 0px 3px;vertical-align:bottom;background-color:#000000;font-weight:bold;color:#ffffff;">Shells</td> <td data-sheets-numberformat='{"1":2,"2":"0.00","3":1}' data-sheets-value='{"1":2,"2":"(W/m²K)\t"}' style="border-bottom:1px solid #000000;overflow:hidden;padding:0px 3px 0px 3px;vertical-align:bottom;background-color:#000000;font-weight:bold;color:#ffffff;text-align:center;">(W/m²K) </td> <td data-sheets-numberformat='{"1":2,"2":"0","3":1}' data-sheets-value='{"1":2,"2":"(%)"}' style="border-bottom:1px solid #000000;overflow:hidden;padding:0px 3px 0px 3px;vertical-align:bottom;background-color:#000000;font-weight:bold;color:#ffffff;text-align:center;">(%)</td> <td data-sheets-numberformat='{"1":2,"2":"0","3":1}' data-sheets-value='{"1":2,"2":"(%)"}' style="border-bottom:1px solid #000000;overflow:hidden;padding:0px 3px 0px 3px;vertical-align:bottom;background-color:#000000;font-weight:bold;color:#ffffff;text-align:center;">(%)</td> <td data-sheets-value='{"1":2,"2":"(dB)"}' style="border-bottom:1px solid #000000;overflow:hidden;padding:0px 3px 0px 3px;vertical-align:bottom;background-color:#000000;font-weight:bold;color:#ffffff;text-align:center;">(dB)</td> </tr> <tr style="height:20px;"> <td data-sheets-value='{"1":2,"2":"Acrylic"}' style="border-left:1px solid #000000;overflow:hidden;padding:0px 3px 0px 3px;vertical-align:bottom;font-weight:bold;">Acrylic</td> <td data-sheets-value='{"1":2,"2":"Single-walled"}' style="overflow:hidden;padding:0px 3px 0px 3px;vertical-align:bottom;font-weight:bold;">Single-walled</td> <td data-sheets-value='{"1":2,"2":"Clear (H)"}' style="border-right:1px solid #000000;overflow:hidden;padding:0px 3px 0px 3px;vertical-align:bottom;font-weight:bold;">Clear (H)</td> <td data-sheets-numberformat='{"1":2,"2":"0.00","3":1}' data-sheets-value='{"1":3,"3":5.17}' style="overflow:hidden;padding:0px 3px 0px 3px;vertical-align:bottom;text-align:center;">5.17</td> <td data-sheets-numberformat='{"1":2,"2":"0","3":1}' data-sheets-value='{"1":3,"3":90}' style="overflow:hidden;padding:0px 3px 0px 3px;vertical-align:bottom;text-align:center;">90</td> <td data-sheets-numberformat='{"1":2,"2":"0","3":1}' data-sheets-value='{"1":3,"3":87}' style="overflow:hidden;padding:0px 3px 0px 3px;vertical-align:bottom;text-align:center;">87</td> <td data-sheets-numberformat='{"1":2,"2":"0","3":1}' data-sheets-value='{"1":2,"2":"-"}' style="border-right:1px solid #000000;overflow:hidden;padding:0px 3px 0px 3px;vertical-align:bottom;text-align:center;">-</td> </tr> <tr style="height:20px;"> <td data-sheets-value='{"1":2,"2":"PMMA"}' style="border-left:1px solid #000000;overflow:hidden;padding:0px 3px 0px 3px;vertical-align:bottom;font-weight:bold;">PMMA</td> <td data-sheets-value='{"1":2,"2":"Single-walled"}' style="overflow:hidden;padding:0px 3px 0px 3px;vertical-align:bottom;font-weight:bold;">Single-walled</td> <td data-sheets-value='{"1":2,"2":"Opal (O)"}' style="border-right:1px solid #000000;overflow:hidden;padding:0px 3px 0px 3px;vertical-align:bottom;font-weight:bold;">Opal (O)</td> <td data-sheets-numberformat='{"1":2,"2":"0.00","3":1}' data-sheets-value='{"1":3,"3":5.17}' style="overflow:hidden;padding:0px 3px 0px 3px;vertical-align:bottom;text-align:center;">5.17</td> <td data-sheets-numberformat='{"1":2,"2":"0","3":1}' data-sheets-value='{"1":3,"3":83}' style="overflow:hidden;padding:0px 3px 0px 3px;vertical-align:bottom;text-align:center;">83</td> <td data-sheets-numberformat='{"1":2,"2":"0","3":1}' data-sheets-value='{"1":3,"3":76}' style="overflow:hidden;padding:0px 3px 0px 3px;vertical-align:bottom;text-align:center;">76</td> <td data-sheets-numberformat='{"1":2,"2":"0","3":1}' data-sheets-value='{"1":2,"2":"-"}' style="border-right:1px solid #000000;overflow:hidden;padding:0px 3px 0px 3px;vertical-align:bottom;text-align:center;">-</td> </tr> <tr style="height:20px;"> <td style="border-left:1px solid #000000;overflow:hidden;padding:0px 3px 0px 3px;vertical-align:bottom;font-weight:bold;"></td> <td data-sheets-value='{"1":2,"2":"Double-walled"}' style="overflow:hidden;padding:0px 3px 0px 3px;vertical-align:bottom;font-weight:bold;">Double-walled</td> <td data-sheets-value='{"1":2,"2":"Clear (H/H)"}' style="border-right:1px solid #000000;overflow:hidden;padding:0px 3px 0px 3px;vertical-align:bottom;font-weight:bold;">Clear (H/H)</td> <td data-sheets-numberformat='{"1":2,"2":"0.00","3":1}' data-sheets-value='{"1":3,"3":2.9}' style="overflow:hidden;padding:0px 3px 0px 3px;vertical-align:bottom;text-align:center;">2.90</td> <td data-sheets-numberformat='{"1":2,"2":"0","3":1}' data-sheets-value='{"1":3,"3":81}' style="overflow:hidden;padding:0px 3px 0px 3px;vertical-align:bottom;text-align:center;">81</td> <td data-sheets-numberformat='{"1":2,"2":"0","3":1}' data-sheets-value='{"1":3,"3":75}' style="overflow:hidden;padding:0px 3px 0px 3px;vertical-align:bottom;text-align:center;">75</td> <td data-sheets-numberformat='{"1":2,"2":"0","3":1}' data-sheets-value='{"1":3,"3":20}' style="border-right:1px solid #000000;overflow:hidden;padding:0px 3px 0px 3px;vertical-align:bottom;text-align:center;">20</td> </tr> <tr style="height:20px;"> <td style="border-left:1px solid #000000;overflow:hidden;padding:0px 3px 0px 3px;vertical-align:bottom;font-weight:bold;"></td> <td data-sheets-value='{"1":2,"2":"Double-walled"}' style="overflow:hidden;padding:0px 3px 0px 3px;vertical-align:bottom;font-weight:bold;">Double-walled</td> <td data-sheets-value='{"1":2,"2":"Opal (O/O)"}' style="border-right:1px solid #000000;overflow:hidden;padding:0px 3px 0px 3px;vertical-align:bottom;font-weight:bold;">Opal (O/O)</td> <td data-sheets-numberformat='{"1":2,"2":"0.00","3":1}' data-sheets-value='{"1":3,"3":2.9}' style="overflow:hidden;padding:0px 3px 0px 3px;vertical-align:bottom;text-align:center;">2.90</td> <td data-sheets-numberformat='{"1":2,"2":"0","3":1}' data-sheets-value='{"1":3,"3":69}' style="overflow:hidden;padding:0px 3px 0px 3px;vertical-align:bottom;text-align:center;">69</td> <td data-sheets-numberformat='{"1":2,"2":"0","3":1}' data-sheets-value='{"1":3,"3":58}' style="overflow:hidden;padding:0px 3px 0px 3px;vertical-align:bottom;text-align:center;">58</td> <td data-sheets-numberformat='{"1":2,"2":"0","3":1}' data-sheets-value='{"1":3,"3":20}' style="border-right:1px solid #000000;overflow:hidden;padding:0px 3px 0px 3px;vertical-align:bottom;text-align:center;">20</td> </tr> <tr style="height:20px;"> <td style="border-left:1px solid #000000;overflow:hidden;padding:0px 3px 0px 3px;vertical-align:bottom;font-weight:bold;"></td> <td data-sheets-value='{"1":2,"2":"Triple-walled"}' style="overflow:hidden;padding:0px 3px 0px 3px;vertical-align:bottom;font-weight:bold;">Triple-walled</td> <td data-sheets-value='{"1":2,"2":"Clear (H/H/H)"}' style="border-right:1px solid #000000;overflow:hidden;padding:0px 3px 0px 3px;vertical-align:bottom;font-weight:bold;">Clear (H/H/H)</td> <td data-sheets-numberformat='{"1":2,"2":"0.00","3":1}' data-sheets-value='{"1":3,"3":1.7}' style="overflow:hidden;padding:0px 3px 0px 3px;vertical-align:bottom;text-align:center;">1.70</td> <td data-sheets-numberformat='{"1":2,"2":"0","3":1}' data-sheets-value='{"1":3,"3":73}' style="overflow:hidden;padding:0px 3px 0px 3px;vertical-align:bottom;text-align:center;">73</td> <td data-sheets-numberformat='{"1":2,"2":"0","3":1}' data-sheets-value='{"1":3,"3":65}' style="overflow:hidden;padding:0px 3px 0px 3px;vertical-align:bottom;text-align:center;">65</td> <td data-sheets-numberformat='{"1":2,"2":"0","3":1}' data-sheets-value='{"1":3,"3":22}' style="border-right:1px solid #000000;overflow:hidden;padding:0px 3px 0px 3px;vertical-align:bottom;text-align:center;">22</td> </tr> <tr style="height:20px;"> <td style="border-left:1px solid #000000;overflow:hidden;padding:0px 3px 0px 3px;vertical-align:bottom;font-weight:bold;"></td> <td data-sheets-value='{"1":2,"2":"Triple-walled"}' style="overflow:hidden;padding:0px 3px 0px 3px;vertical-align:bottom;font-weight:bold;">Triple-walled</td> <td data-sheets-value='{"1":2,"2":"Opal (O/H/O)"}' style="border-right:1px solid #000000;overflow:hidden;padding:0px 3px 0px 3px;vertical-align:bottom;font-weight:bold;">Opal (O/H/O)</td> <td data-sheets-numberformat='{"1":2,"2":"0.00","3":1}' data-sheets-value='{"1":3,"3":1.7}' style="overflow:hidden;padding:0px 3px 0px 3px;vertical-align:bottom;text-align:center;">1.70</td> <td data-sheets-numberformat='{"1":2,"2":"0","3":1}' data-sheets-value='{"1":3,"3":62}' style="overflow:hidden;padding:0px 3px 0px 3px;vertical-align:bottom;text-align:center;">62</td> <td data-sheets-numberformat='{"1":2,"2":"0","3":1}' data-sheets-value='{"1":3,"3":51}' style="overflow:hidden;padding:0px 3px 0px 3px;vertical-align:bottom;text-align:center;">51</td> <td data-sheets-numberformat='{"1":2,"2":"0","3":1}' data-sheets-value='{"1":3,"3":22}' style="border-right:1px solid #000000;overflow:hidden;padding:0px 3px 0px 3px;vertical-align:bottom;text-align:center;">22</td> </tr> <tr style="height:20px;"> <td style="border-left:1px solid #000000;overflow:hidden;padding:0px 3px 0px 3px;vertical-align:bottom;font-weight:bold;"></td> <td data-sheets-value='{"1":2,"2":"Four-walled"}' style="overflow:hidden;padding:0px 3px 0px 3px;vertical-align:bottom;font-weight:bold;">Four-walled</td> <td data-sheets-value='{"1":2,"2":"Clear (H/H/H/H)"}' style="border-right:1px solid #000000;overflow:hidden;padding:0px 3px 0px 3px;vertical-align:bottom;font-weight:bold;">Clear (H/H/H/H)</td> <td data-sheets-numberformat='{"1":2,"2":"0.00","3":1}' data-sheets-value='{"1":3,"3":1.28}' style="overflow:hidden;padding:0px 3px 0px 3px;vertical-align:bottom;text-align:center;">1.28</td> <td data-sheets-numberformat='{"1":2,"2":"0","3":1}' data-sheets-value='{"1":3,"3":64}' style="overflow:hidden;padding:0px 3px 0px 3px;vertical-align:bottom;text-align:center;">64</td> <td data-sheets-numberformat='{"1":2,"2":"0","3":1}' data-sheets-value='{"1":3,"3":54}' style="overflow:hidden;padding:0px 3px 0px 3px;vertical-align:bottom;text-align:center;">54</td> <td data-sheets-numberformat='{"1":2,"2":"0","3":1}' data-sheets-value='{"1":3,"3":23}' style="border-right:1px solid #000000;overflow:hidden;padding:0px 3px 0px 3px;vertical-align:bottom;text-align:center;">23</td> </tr> <tr style="height:20px;"> <td style="border-bottom:1px solid #000000;border-left:1px solid #000000;overflow:hidden;padding:0px 3px 0px 3px;vertical-align:bottom;"></td> <td data-sheets-value='{"1":2,"2":"Four-walled"}' style="border-bottom:1px solid #000000;overflow:hidden;padding:0px 3px 0px 3px;vertical-align:bottom;font-weight:bold;">Four-walled</td> <td data-sheets-value='{"1":2,"2":"Opal (H/H/O/H)"}' style="border-right:1px solid #000000;border-bottom:1px solid #000000;overflow:hidden;padding:0px 3px 0px 3px;vertical-align:bottom;font-weight:bold;">Opal (H/H/O/H)</td> <td data-sheets-numberformat='{"1":2,"2":"0.00","3":1}' data-sheets-value='{"1":3,"3":1.28}' style="border-bottom:1px solid #000000;overflow:hidden;padding:0px 3px 0px 3px;vertical-align:bottom;text-align:center;">1.28</td> <td data-sheets-numberformat='{"1":2,"2":"0","3":1}' data-sheets-value='{"1":3,"3":59}' style="border-bottom:1px solid #000000;overflow:hidden;padding:0px 3px 0px 3px;vertical-align:bottom;text-align:center;">59</td> <td data-sheets-numberformat='{"1":2,"2":"0","3":1}' data-sheets-value='{"1":3,"3":48}' style="border-bottom:1px solid #000000;overflow:hidden;padding:0px 3px 0px 3px;vertical-align:bottom;text-align:center;">48</td> <td data-sheets-numberformat='{"1":2,"2":"0","3":1}' data-sheets-value='{"1":3,"3":23}' style="border-right:1px solid #000000;border-bottom:1px solid #000000;overflow:hidden;padding:0px 3px 0px 3px;vertical-align:bottom;text-align:center;">23</td> </tr> <tr style="height:20px;"> <td data-sheets-value='{"1":2,"2":"Polycarbonate "}' style="border-left:1px solid #000000;overflow:hidden;padding:0px 3px 0px 3px;vertical-align:bottom;font-weight:bold;">Polycarbonate </td> <td data-sheets-value='{"1":2,"2":"Single-walled"}' style="overflow:hidden;padding:0px 3px 0px 3px;vertical-align:bottom;font-weight:bold;">Single-walled</td> <td data-sheets-value='{"1":2,"2":"Clear (A)"}' style="border-right:1px solid #000000;overflow:hidden;padding:0px 3px 0px 3px;vertical-align:bottom;font-weight:bold;">Clear (A)</td> <td data-sheets-numberformat='{"1":2,"2":"0.00","3":1}' data-sheets-value='{"1":3,"3":5.17}' style="overflow:hidden;padding:0px 3px 0px 3px;vertical-align:bottom;text-align:center;">5.17</td> <td data-sheets-numberformat='{"1":2,"2":"0","3":1}' data-sheets-value='{"1":3,"3":88}' style="overflow:hidden;padding:0px 3px 0px 3px;vertical-align:bottom;text-align:center;">88</td> <td data-sheets-numberformat='{"1":2,"2":"0","3":1}' data-sheets-value='{"1":3,"3":83}' style="overflow:hidden;padding:0px 3px 0px 3px;vertical-align:bottom;text-align:center;">83</td> <td data-sheets-numberformat='{"1":2,"2":"0","3":1}' data-sheets-value='{"1":2,"2":"-"}' style="border-right:1px solid #000000;overflow:hidden;padding:0px 3px 0px 3px;vertical-align:bottom;text-align:center;">-</td> </tr> <tr style="height:20px;"> <td data-sheets-value='{"1":2,"2":"PC"}' style="border-left:1px solid #000000;overflow:hidden;padding:0px 3px 0px 3px;vertical-align:bottom;font-weight:bold;">PC</td> <td data-sheets-value='{"1":2,"2":"Single-walled"}' style="overflow:hidden;padding:0px 3px 0px 3px;vertical-align:bottom;font-weight:bold;">Single-walled</td> <td data-sheets-value='{"1":2,"2":"Opal (D)"}' style="border-right:1px solid #000000;overflow:hidden;padding:0px 3px 0px 3px;vertical-align:bottom;font-weight:bold;">Opal (D)</td> <td data-sheets-numberformat='{"1":2,"2":"0.00","3":1}' data-sheets-value='{"1":3,"3":5.17}' style="overflow:hidden;padding:0px 3px 0px 3px;vertical-align:bottom;text-align:center;">5.17</td> <td data-sheets-numberformat='{"1":2,"2":"0","3":1}' data-sheets-value='{"1":3,"3":58}' style="overflow:hidden;padding:0px 3px 0px 3px;vertical-align:bottom;text-align:center;">58</td> <td data-sheets-numberformat='{"1":2,"2":"0","3":1}' data-sheets-value='{"1":3,"3":60}' style="overflow:hidden;padding:0px 3px 0px 3px;vertical-align:bottom;text-align:center;">60</td> <td data-sheets-numberformat='{"1":2,"2":"0","3":1}' data-sheets-value='{"1":2,"2":"-"}' style="border-right:1px solid #000000;overflow:hidden;padding:0px 3px 0px 3px;vertical-align:bottom;text-align:center;">-</td> </tr> <tr style="height:20px;"> <td style="border-left:1px solid #000000;overflow:hidden;padding:0px 3px 0px 3px;vertical-align:bottom;font-weight:bold;"></td> <td data-sheets-value='{"1":2,"2":"Double-walled"}' style="overflow:hidden;padding:0px 3px 0px 3px;vertical-align:bottom;font-weight:bold;">Double-walled</td> <td data-sheets-value='{"1":2,"2":"Clear (A/H)"}' style="border-right:1px solid #000000;overflow:hidden;padding:0px 3px 0px 3px;vertical-align:bottom;font-weight:bold;">Clear (A/H)</td> <td data-sheets-numberformat='{"1":2,"2":"0.00","3":1}' data-sheets-value='{"1":3,"3":2.9}' style="overflow:hidden;padding:0px 3px 0px 3px;vertical-align:bottom;text-align:center;">2.90</td> <td data-sheets-numberformat='{"1":2,"2":"0","3":1}' data-sheets-value='{"1":3,"3":79}' style="overflow:hidden;padding:0px 3px 0px 3px;vertical-align:bottom;text-align:center;">79</td> <td data-sheets-numberformat='{"1":2,"2":"0","3":1}' data-sheets-value='{"1":3,"3":72}' style="overflow:hidden;padding:0px 3px 0px 3px;vertical-align:bottom;text-align:center;">72</td> <td data-sheets-numberformat='{"1":2,"2":"0","3":1}' data-sheets-value='{"1":3,"3":20}' style="border-right:1px solid #000000;overflow:hidden;padding:0px 3px 0px 3px;vertical-align:bottom;text-align:center;">20</td> </tr> <tr style="height:20px;"> <td style="border-left:1px solid #000000;overflow:hidden;padding:0px 3px 0px 3px;vertical-align:bottom;font-weight:bold;"></td> <td data-sheets-value='{"1":2,"2":"Double-walled"}' style="overflow:hidden;padding:0px 3px 0px 3px;vertical-align:bottom;font-weight:bold;">Double-walled</td> <td data-sheets-value='{"1":2,"2":"Clear (A/A)"}' style="border-right:1px solid #000000;overflow:hidden;padding:0px 3px 0px 3px;vertical-align:bottom;font-weight:bold;">Clear (A/A)</td> <td data-sheets-numberformat='{"1":2,"2":"0.00","3":1}' data-sheets-value='{"1":3,"3":2.9}' style="overflow:hidden;padding:0px 3px 0px 3px;vertical-align:bottom;text-align:center;">2.90</td> <td data-sheets-numberformat='{"1":2,"2":"0","3":1}' data-sheets-value='{"1":3,"3":77}' style="overflow:hidden;padding:0px 3px 0px 3px;vertical-align:bottom;text-align:center;">77</td> <td data-sheets-numberformat='{"1":2,"2":"0","3":1}' data-sheets-value='{"1":3,"3":69}' style="overflow:hidden;padding:0px 3px 0px 3px;vertical-align:bottom;text-align:center;">69</td> <td data-sheets-numberformat='{"1":2,"2":"0","3":1}' data-sheets-value='{"1":3,"3":20}' style="border-right:1px solid #000000;overflow:hidden;padding:0px 3px 0px 3px;vertical-align:bottom;text-align:center;">20</td> </tr> <tr style="height:20px;"> <td style="border-left:1px solid #000000;overflow:hidden;padding:0px 3px 0px 3px;vertical-align:bottom;font-weight:bold;"></td> <td data-sheets-value='{"1":2,"2":"Double-walled"}' style="overflow:hidden;padding:0px 3px 0px 3px;vertical-align:bottom;font-weight:bold;">Double-walled</td> <td data-sheets-value='{"1":2,"2":"Opal (A/O)"}' style="border-right:1px solid #000000;overflow:hidden;padding:0px 3px 0px 3px;vertical-align:bottom;font-weight:bold;">Opal (A/O)</td> <td data-sheets-numberformat='{"1":2,"2":"0.00","3":1}' data-sheets-value='{"1":3,"3":2.9}' style="overflow:hidden;padding:0px 3px 0px 3px;vertical-align:bottom;text-align:center;">2.90</td> <td data-sheets-numberformat='{"1":2,"2":"0","3":1}' data-sheets-value='{"1":3,"3":73}' style="overflow:hidden;padding:0px 3px 0px 3px;vertical-align:bottom;text-align:center;">73</td> <td data-sheets-numberformat='{"1":2,"2":"0","3":1}' data-sheets-value='{"1":3,"3":63}' style="overflow:hidden;padding:0px 3px 0px 3px;vertical-align:bottom;text-align:center;">63</td> <td data-sheets-numberformat='{"1":2,"2":"0","3":1}' data-sheets-value='{"1":3,"3":20}' style="border-right:1px solid #000000;overflow:hidden;padding:0px 3px 0px 3px;vertical-align:bottom;text-align:center;">20</td> </tr> <tr style="height:20px;"> <td style="border-left:1px solid #000000;overflow:hidden;padding:0px 3px 0px 3px;vertical-align:bottom;font-weight:bold;"></td> <td data-sheets-value='{"1":2,"2":"Double-walled"}' style="overflow:hidden;padding:0px 3px 0px 3px;vertical-align:bottom;font-weight:bold;">Double-walled</td> <td data-sheets-value='{"1":2,"2":"Opal (A/D)"}' style="border-right:1px solid #000000;overflow:hidden;padding:0px 3px 0px 3px;vertical-align:bottom;font-weight:bold;">Opal (A/D)</td> <td data-sheets-numberformat='{"1":2,"2":"0.00","3":1}' data-sheets-value='{"1":3,"3":2.9}' style="overflow:hidden;padding:0px 3px 0px 3px;vertical-align:bottom;text-align:center;">2.90</td> <td data-sheets-numberformat='{"1":2,"2":"0","3":1}' data-sheets-value='{"1":3,"3":51}' style="overflow:hidden;padding:0px 3px 0px 3px;vertical-align:bottom;text-align:center;">51</td> <td data-sheets-numberformat='{"1":2,"2":"0","3":1}' data-sheets-value='{"1":3,"3":50}' style="overflow:hidden;padding:0px 3px 0px 3px;vertical-align:bottom;text-align:center;">50</td> <td data-sheets-numberformat='{"1":2,"2":"0","3":1}' data-sheets-value='{"1":3,"3":20}' style="border-right:1px solid #000000;overflow:hidden;padding:0px 3px 0px 3px;vertical-align:bottom;text-align:center;">20</td> </tr> <tr style="height:20px;"> <td style="border-left:1px solid #000000;overflow:hidden;padding:0px 3px 0px 3px;vertical-align:bottom;font-weight:bold;"></td> <td data-sheets-value='{"1":2,"2":"Triple-walled"}' style="overflow:hidden;padding:0px 3px 0px 3px;vertical-align:bottom;font-weight:bold;">Triple-walled</td> <td data-sheets-value='{"1":2,"2":"Clear (A/H/H)"}' style="border-right:1px solid #000000;overflow:hidden;padding:0px 3px 0px 3px;vertical-align:bottom;font-weight:bold;">Clear (A/H/H)</td> <td data-sheets-numberformat='{"1":2,"2":"0.00","3":1}' data-sheets-value='{"1":3,"3":1.7}' style="overflow:hidden;padding:0px 3px 0px 3px;vertical-align:bottom;text-align:center;">1.70</td> <td data-sheets-numberformat='{"1":2,"2":"0","3":1}' data-sheets-value='{"1":3,"3":71}' style="overflow:hidden;padding:0px 3px 0px 3px;vertical-align:bottom;text-align:center;">71</td> <td data-sheets-numberformat='{"1":2,"2":"0","3":1}' data-sheets-value='{"1":3,"3":63}' style="overflow:hidden;padding:0px 3px 0px 3px;vertical-align:bottom;text-align:center;">63</td> <td data-sheets-numberformat='{"1":2,"2":"0","3":1}' data-sheets-value='{"1":3,"3":22}' style="border-right:1px solid #000000;overflow:hidden;padding:0px 3px 0px 3px;vertical-align:bottom;text-align:center;">22</td> </tr> <tr style="height:20px;"> <td style="border-left:1px solid #000000;overflow:hidden;padding:0px 3px 0px 3px;vertical-align:bottom;font-weight:bold;"></td> <td data-sheets-value='{"1":2,"2":"Triple-walled"}' style="overflow:hidden;padding:0px 3px 0px 3px;vertical-align:bottom;font-weight:bold;">Triple-walled</td> <td data-sheets-value='{"1":2,"2":"Opal (A/O/O)"}' style="border-right:1px solid #000000;overflow:hidden;padding:0px 3px 0px 3px;vertical-align:bottom;font-weight:bold;">Opal (A/O/O)</td> <td data-sheets-numberformat='{"1":2,"2":"0.00","3":1}' data-sheets-value='{"1":3,"3":1.7}' style="overflow:hidden;padding:0px 3px 0px 3px;vertical-align:bottom;text-align:center;">1.70</td> <td data-sheets-numberformat='{"1":2,"2":"0","3":1}' data-sheets-value='{"1":3,"3":61}' style="overflow:hidden;padding:0px 3px 0px 3px;vertical-align:bottom;text-align:center;">61</td> <td data-sheets-numberformat='{"1":2,"2":"0","3":1}' data-sheets-value='{"1":3,"3":48}' style="overflow:hidden;padding:0px 3px 0px 3px;vertical-align:bottom;text-align:center;">48</td> <td data-sheets-numberformat='{"1":2,"2":"0","3":1}' data-sheets-value='{"1":3,"3":22}' style="border-right:1px solid #000000;overflow:hidden;padding:0px 3px 0px 3px;vertical-align:bottom;text-align:center;">22</td> </tr> <tr style="height:20px;"> <td style="border-left:1px solid #000000;overflow:hidden;padding:0px 3px 0px 3px;vertical-align:bottom;font-weight:bold;"></td> <td data-sheets-value='{"1":2,"2":"Four-walled"}' style="overflow:hidden;padding:0px 3px 0px 3px;vertical-align:bottom;font-weight:bold;">Four-walled</td> <td data-sheets-value='{"1":2,"2":"Clear (A/H/H/H)"}' style="border-right:1px solid #000000;overflow:hidden;padding:0px 3px 0px 3px;vertical-align:bottom;font-weight:bold;">Clear (A/H/H/H)</td> <td data-sheets-numberformat='{"1":2,"2":"0.00","3":1}' data-sheets-value='{"1":3,"3":1.28}' style="overflow:hidden;padding:0px 3px 0px 3px;vertical-align:bottom;text-align:center;">1.28</td> <td data-sheets-numberformat='{"1":2,"2":"0","3":1}' data-sheets-value='{"1":3,"3":64}' style="overflow:hidden;padding:0px 3px 0px 3px;vertical-align:bottom;text-align:center;">64</td> <td data-sheets-numberformat='{"1":2,"2":"0","3":1}' data-sheets-value='{"1":3,"3":52}' style="overflow:hidden;padding:0px 3px 0px 3px;vertical-align:bottom;text-align:center;">52</td> <td data-sheets-numberformat='{"1":2,"2":"0","3":1}' data-sheets-value='{"1":3,"3":23}' style="border-right:1px solid #000000;overflow:hidden;padding:0px 3px 0px 3px;vertical-align:bottom;text-align:center;">23</td> </tr> <tr style="height:20px;"> <td style="border-bottom:1px solid #000000;border-left:1px solid #000000;overflow:hidden;padding:0px 3px 0px 3px;vertical-align:bottom;"></td> <td data-sheets-value='{"1":2,"2":"Four-walled"}' style="border-bottom:1px solid #000000;overflow:hidden;padding:0px 3px 0px 3px;vertical-align:bottom;font-weight:bold;">Four-walled</td> <td data-sheets-value='{"1":2,"2":"Opal (A/H/O/H)"}' style="border-right:1px solid #000000;border-bottom:1px solid #000000;overflow:hidden;padding:0px 3px 0px 3px;vertical-align:bottom;font-weight:bold;">Opal (A/H/O/H)</td> <td data-sheets-numberformat='{"1":2,"2":"0.00","3":1}' data-sheets-value='{"1":3,"3":1.28}' style="border-bottom:1px solid #000000;overflow:hidden;padding:0px 3px 0px 3px;vertical-align:bottom;text-align:center;">1.28</td> <td data-sheets-numberformat='{"1":2,"2":"0","3":1}' data-sheets-value='{"1":3,"3":59}' style="border-bottom:1px solid #000000;overflow:hidden;padding:0px 3px 0px 3px;vertical-align:bottom;text-align:center;">59</td> <td data-sheets-numberformat='{"1":2,"2":"0","3":1}' data-sheets-value='{"1":3,"3":46}' style="border-bottom:1px solid #000000;overflow:hidden;padding:0px 3px 0px 3px;vertical-align:bottom;text-align:center;">46</td> <td data-sheets-numberformat='{"1":2,"2":"0","3":1}' data-sheets-value='{"1":3,"3":23}' style="border-right:1px solid #000000;border-bottom:1px solid #000000;overflow:hidden;padding:0px 3px 0px 3px;vertical-align:bottom;text-align:center;">23</td> </tr> <tr style="height:20px;"> <td data-sheets-value='{"1":2,"2":"Polycarbonate"}' style="border-left:1px solid #000000;overflow:hidden;padding:0px 3px 0px 3px;vertical-align:bottom;font-weight:bold;">Polycarbonate</td> <td data-sheets-value='{"1":2,"2":"Single-walled"}' style="overflow:hidden;padding:0px 3px 0px 3px;vertical-align:bottom;font-weight:bold;">Single-walled</td> <td data-sheets-value='{"1":2,"2":"Heatstop Opal (T)"}' style="border-right:1px solid #000000;overflow:hidden;padding:0px 3px 0px 3px;vertical-align:bottom;font-weight:bold;">Heatstop Opal (T)</td> <td data-sheets-numberformat='{"1":2,"2":"0.00","3":1}' data-sheets-value='{"1":3,"3":5.17}' style="overflow:hidden;padding:0px 3px 0px 3px;vertical-align:bottom;text-align:center;">5.17</td> <td data-sheets-numberformat='{"1":2,"2":"0","3":1}' data-sheets-value='{"1":3,"3":49}' style="overflow:hidden;padding:0px 3px 0px 3px;vertical-align:bottom;text-align:center;">49</td> <td data-sheets-numberformat='{"1":2,"2":"0","3":1}' data-sheets-value='{"1":3,"3":59}' style="overflow:hidden;padding:0px 3px 0px 3px;vertical-align:bottom;text-align:center;">59</td> <td data-sheets-numberformat='{"1":2,"2":"0","3":1}' data-sheets-value='{"1":2,"2":"-"}' style="border-right:1px solid #000000;overflow:hidden;padding:0px 3px 0px 3px;vertical-align:bottom;text-align:center;">-</td> </tr> <tr style="height:20px;"> <td data-sheets-value='{"1":2,"2":"Heatstop PC"}' style="border-left:1px solid #000000;overflow:hidden;padding:0px 3px 0px 3px;vertical-align:bottom;font-weight:bold;">Heatstop PC</td> <td data-sheets-value='{"1":2,"2":"Double-walled"}' style="overflow:hidden;padding:0px 3px 0px 3px;vertical-align:bottom;font-weight:bold;">Double-walled</td> <td data-sheets-value='{"1":2,"2":"Clear (T/H)"}' style="border-right:1px solid #000000;overflow:hidden;padding:0px 3px 0px 3px;vertical-align:bottom;font-weight:bold;">Clear (T/H)</td> <td data-sheets-numberformat='{"1":2,"2":"0.00","3":1}' data-sheets-value='{"1":3,"3":2.9}' style="overflow:hidden;padding:0px 3px 0px 3px;vertical-align:bottom;text-align:center;">2.90</td> <td data-sheets-numberformat='{"1":2,"2":"0","3":1}' data-sheets-value='{"1":3,"3":44}' style="overflow:hidden;padding:0px 3px 0px 3px;vertical-align:bottom;text-align:center;">44</td> <td data-sheets-numberformat='{"1":2,"2":"0","3":1}' data-sheets-value='{"1":3,"3":51}' style="overflow:hidden;padding:0px 3px 0px 3px;vertical-align:bottom;text-align:center;">51</td> <td data-sheets-numberformat='{"1":2,"2":"0","3":1}' data-sheets-value='{"1":3,"3":20}' style="border-right:1px solid #000000;overflow:hidden;padding:0px 3px 0px 3px;vertical-align:bottom;text-align:center;">20</td> </tr> <tr style="height:20px;"> <td style="border-left:1px solid #000000;overflow:hidden;padding:0px 3px 0px 3px;vertical-align:bottom;font-weight:bold;"></td> <td data-sheets-value='{"1":2,"2":"Double-walled"}' style="overflow:hidden;padding:0px 3px 0px 3px;vertical-align:bottom;font-weight:bold;">Double-walled</td> <td data-sheets-value='{"1":2,"2":"Opal (T/O)"}' style="border-right:1px solid #000000;overflow:hidden;padding:0px 3px 0px 3px;vertical-align:bottom;font-weight:bold;">Opal (T/O)</td> <td data-sheets-numberformat='{"1":2,"2":"0.00","3":1}' data-sheets-value='{"1":3,"3":2.9}' style="overflow:hidden;padding:0px 3px 0px 3px;vertical-align:bottom;text-align:center;">2.90</td> <td data-sheets-numberformat='{"1":2,"2":"0","3":1}' data-sheets-value='{"1":3,"3":41}' style="overflow:hidden;padding:0px 3px 0px 3px;vertical-align:bottom;text-align:center;">41</td> <td data-sheets-numberformat='{"1":2,"2":"0","3":1}' data-sheets-value='{"1":3,"3":45}' style="overflow:hidden;padding:0px 3px 0px 3px;vertical-align:bottom;text-align:center;">45</td> <td data-sheets-numberformat='{"1":2,"2":"0","3":1}' data-sheets-value='{"1":3,"3":20}' style="border-right:1px solid #000000;overflow:hidden;padding:0px 3px 0px 3px;vertical-align:bottom;text-align:center;">20</td> </tr> <tr style="height:20px;"> <td style="border-left:1px solid #000000;overflow:hidden;padding:0px 3px 0px 3px;vertical-align:bottom;font-weight:bold;"></td> <td data-sheets-value='{"1":2,"2":"Triple-walled"}' style="overflow:hidden; | skylux-160-ce-met-koepel-en-polyester-opstand-30-20-met-lm-motor-en-windvang-1600-x-2500-mm | 8586015375693 | 46872316576077
Smoke and heat exhaust (SHEV) | SHE system | Skylux | Skylux 160° CE with skylight and polyester curb 30/20 with double LM-actuator and spoiler 1600 x 2800 mm |  | 34238 | 5412970342380 | 10760.55 | Yes | 30-45 | 156.8 | 1600 x 2800 mm | 2800 | 1600 |  | polyester 30/20 (30 cm high & roof opening = 20 cm larger than daylight size) | Rectangular | 5.17 W/m²K - 1.28 W/m²K | 87% - 32% | 90% - 32% | 20dB - 23dB | 160° CE (for industry) | skylight | with spoiler | E | Double actuator | Maximum four-walled skylight possible for this product | Ut-value LT-value g-value Rw-value EN 1873 : 2014 EN ISO 13468 EN 16153 EN 410 EN 410 EN ISO 140-3 Material Walls Shells (W/m²K) (%) (%) (dB) Acrylic Single-walled Clear (H) 5.17 90 87 - PMMA Single-walled Opal (O) 5.17 83 76 - Double-walled Clear (H/H) 2.90 81 75 20 Double-walled Opal (O/O) 2.90 69 58 20 Triple-walled Clear (H/H/H) 1.70 73 65 22 Triple-walled Opal (O/H/O) 1.70 62 51 22 Four-walled Clear (H/H/H/H) 1.28 64 54 23 Four-walled Opal (H/H/O/H) 1.28 59 48 23 Polycarbonate Single-walled Clear (A) 5.17 88 83 - PC Single-walled Opal (D) 5.17 58 60 - Double-walled Clear (A/H) 2.90 79 72 20 Double-walled Clear (A/A) 2.90 77 69 20 Double-walled Opal (A/O) 2.90 73 63 20 Double-walled Opal (A/D) 2.90 51 50 20 Triple-walled Clear (A/H/H) 1.70 71 63 22 Triple-walled Opal (A/O/O) 1.70 61 48 22 Four-walled Clear (A/H/H/H) 1.28 64 52 23 Four-walled Opal (A/H/O/H) 1.28 59 46 23 Polycarbonate Single-walled Heatstop Opal (T) 5.17 49 59 - Heatstop PC Double-walled Clear (T/H) 2.90 44 51 20 Double-walled Opal (T/O) 2.90 41 45 20 Triple-walled Clear (T/H/H) 1.70 40 <td data-sheets-numberformat='{"1":2,"2":"0","3":1}' data-sheets-value='{"1":3,"3":44}' style="overflow:hidden;paddin | https://skylux.eu/en/products/skylux-160-ce-met-koepel-en-polyester-opstand-30-20-met-lm-motor-en-windvang-1600-x-2800-mm | https://skylux.eu/cdn/shop/files/Skylux-160deg-CE-met-koepel-en-polyester-opstand-3020-met-dubbele-LM-motor-en-windvang-1600-x-2800-mm-RWA-systeem.jpg?v=1702978523&width=1600 | https://skylux.eu/cdn/shop/files/e5a82811-1bb0-48e4-a776-cacb59c7c092_7428859e-ef7d-4c14-a14c-cb41f5742b86.jpg?v=1688550667&width=1600 | //skylux.eu/cdn/shop/files/E_MH_Mounting_instructions_Skylux_160_CE_LM.pdf?v=12406716259046007223 | //skylux.eu/cdn/shop/files/E_TD_Technical_File_Skylux_Skylux_160_CE_Electric.pdf?v=3667116872303399239 | <style type="text/css" id="isPasted"> <!--td { border: 1px solid #cccccc; } br { mso-data-placement: same-cell; } --> </style> <table border="1" cellpadding="0" cellspacing="0" dir="ltr" style="table-layout:fixed;font-size:10pt;font-family:Arial;border-collapse:collapse;border:none;"><tbody> <tr style="height:20px;"> <td style="overflow:hidden;padding:0px 3px 0px 3px;vertical-align:bottom;"></td> <td style="overflow:hidden;padding:0px 3px 0px 3px;vertical-align:bottom;"></td> <td style="overflow:hidden;padding:0px 3px 0px 3px;vertical-align:bottom;"></td> <td data-sheets-value='{"1":2,"2":"Ut-value"}' style="overflow:hidden;padding:0px 3px 0px 3px;vertical-align:bottom;font-weight:bold;text-align:center;">Ut-value</td> <td data-sheets-value='{"1":2,"2":"LT-value"}' style="overflow:hidden;padding:0px 3px 0px 3px;vertical-align:bottom;font-weight:bold;text-align:center;">LT-value</td> <td data-sheets-value='{"1":2,"2":"g-value"}' style="overflow:hidden;padding:0px 3px 0px 3px;vertical-align:bottom;font-weight:bold;text-align:center;">g-value</td> <td data-sheets-value='{"1":2,"2":"Rw-value "}' style="overflow:hidden;padding:0px 3px 0px 3px;vertical-align:bottom;font-weight:bold;text-align:center;">Rw-value </td> </tr> <tr style="height:20px;"> <td style="overflow:hidden;padding:0px 3px 0px 3px;vertical-align:bottom;"></td> <td style="overflow:hidden;padding:0px 3px 0px 3px;vertical-align:bottom;"></td> <td style="overflow:hidden;padding:0px 3px 0px 3px;vertical-align:bottom;"></td> <td data-sheets-numberformat='{"1":2,"2":"0.00","3":1}' data-sheets-value='{"1":2,"2":"EN 1873 : 2014"}' style="overflow:hidden;padding:0px 3px 0px 3px;vertical-align:bottom;text-align:center;">EN 1873 : 2014</td> <td data-sheets-numberformat='{"1":2,"2":"0","3":1}' data-sheets-value='{"1":2,"2":"EN ISO 13468 EN 16153 EN 410"}' style="overflow:hidden;padding:0px 3px 0px 3px;vertical-align:bottom;text-align:center;">EN ISO 13468 EN 16153 EN 410</td> <td data-sheets-numberformat='{"1":2,"2":"0","3":1}' data-sheets-value='{"1":2,"2":"EN 410"}' style="overflow:hidden;padding:0px 3px 0px 3px;vertical-align:bottom;text-align:center;">EN 410</td> <td data-sheets-value='{"1":2,"2":"EN ISO 140-3\t\t"}' style="overflow:hidden;padding:0px 3px 0px 3px;vertical-align:bottom;text-align:center;">EN ISO 140-3 </td> </tr> <tr style="height:20px;"> <td data-sheets-value='{"1":2,"2":"Material"}' style="border-bottom:1px solid #000000;overflow:hidden;padding:0px 3px 0px 3px;vertical-align:bottom;background-color:#000000;font-weight:bold;color:#ffffff;">Material</td> <td data-sheets-value='{"1":2,"2":"Walls"}' style="border-bottom:1px solid #000000;overflow:hidden;padding:0px 3px 0px 3px;vertical-align:bottom;background-color:#000000;font-weight:bold;color:#ffffff;">Walls</td> <td data-sheets-value='{"1":2,"2":"Shells"}' style="border-bottom:1px solid #000000;overflow:hidden;padding:0px 3px 0px 3px;vertical-align:bottom;background-color:#000000;font-weight:bold;color:#ffffff;">Shells</td> <td data-sheets-numberformat='{"1":2,"2":"0.00","3":1}' data-sheets-value='{"1":2,"2":"(W/m²K)\t"}' style="border-bottom:1px solid #000000;overflow:hidden;padding:0px 3px 0px 3px;vertical-align:bottom;background-color:#000000;font-weight:bold;color:#ffffff;text-align:center;">(W/m²K) </td> <td data-sheets-numberformat='{"1":2,"2":"0","3":1}' data-sheets-value='{"1":2,"2":"(%)"}' style="border-bottom:1px solid #000000;overflow:hidden;padding:0px 3px 0px 3px;vertical-align:bottom;background-color:#000000;font-weight:bold;color:#ffffff;text-align:center;">(%)</td> <td data-sheets-numberformat='{"1":2,"2":"0","3":1}' data-sheets-value='{"1":2,"2":"(%)"}' style="border-bottom:1px solid #000000;overflow:hidden;padding:0px 3px 0px 3px;vertical-align:bottom;background-color:#000000;font-weight:bold;color:#ffffff;text-align:center;">(%)</td> <td data-sheets-value='{"1":2,"2":"(dB)"}' style="border-bottom:1px solid #000000;overflow:hidden;padding:0px 3px 0px 3px;vertical-align:bottom;background-color:#000000;font-weight:bold;color:#ffffff;text-align:center;">(dB)</td> </tr> <tr style="height:20px;"> <td data-sheets-value='{"1":2,"2":"Acrylic"}' style="border-left:1px solid #000000;overflow:hidden;padding:0px 3px 0px 3px;vertical-align:bottom;font-weight:bold;">Acrylic</td> <td data-sheets-value='{"1":2,"2":"Single-walled"}' style="overflow:hidden;padding:0px 3px 0px 3px;vertical-align:bottom;font-weight:bold;">Single-walled</td> <td data-sheets-value='{"1":2,"2":"Clear (H)"}' style="border-right:1px solid #000000;overflow:hidden;padding:0px 3px 0px 3px;vertical-align:bottom;font-weight:bold;">Clear (H)</td> <td data-sheets-numberformat='{"1":2,"2":"0.00","3":1}' data-sheets-value='{"1":3,"3":5.17}' style="overflow:hidden;padding:0px 3px 0px 3px;vertical-align:bottom;text-align:center;">5.17</td> <td data-sheets-numberformat='{"1":2,"2":"0","3":1}' data-sheets-value='{"1":3,"3":90}' style="overflow:hidden;padding:0px 3px 0px 3px;vertical-align:bottom;text-align:center;">90</td> <td data-sheets-numberformat='{"1":2,"2":"0","3":1}' data-sheets-value='{"1":3,"3":87}' style="overflow:hidden;padding:0px 3px 0px 3px;vertical-align:bottom;text-align:center;">87</td> <td data-sheets-numberformat='{"1":2,"2":"0","3":1}' data-sheets-value='{"1":2,"2":"-"}' style="border-right:1px solid #000000;overflow:hidden;padding:0px 3px 0px 3px;vertical-align:bottom;text-align:center;">-</td> </tr> <tr style="height:20px;"> <td data-sheets-value='{"1":2,"2":"PMMA"}' style="border-left:1px solid #000000;overflow:hidden;padding:0px 3px 0px 3px;vertical-align:bottom;font-weight:bold;">PMMA</td> <td data-sheets-value='{"1":2,"2":"Single-walled"}' style="overflow:hidden;padding:0px 3px 0px 3px;vertical-align:bottom;font-weight:bold;">Single-walled</td> <td data-sheets-value='{"1":2,"2":"Opal (O)"}' style="border-right:1px solid #000000;overflow:hidden;padding:0px 3px 0px 3px;vertical-align:bottom;font-weight:bold;">Opal (O)</td> <td data-sheets-numberformat='{"1":2,"2":"0.00","3":1}' data-sheets-value='{"1":3,"3":5.17}' style="overflow:hidden;padding:0px 3px 0px 3px;vertical-align:bottom;text-align:center;">5.17</td> <td data-sheets-numberformat='{"1":2,"2":"0","3":1}' data-sheets-value='{"1":3,"3":83}' style="overflow:hidden;padding:0px 3px 0px 3px;vertical-align:bottom;text-align:center;">83</td> <td data-sheets-numberformat='{"1":2,"2":"0","3":1}' data-sheets-value='{"1":3,"3":76}' style="overflow:hidden;padding:0px 3px 0px 3px;vertical-align:bottom;text-align:center;">76</td> <td data-sheets-numberformat='{"1":2,"2":"0","3":1}' data-sheets-value='{"1":2,"2":"-"}' style="border-right:1px solid #000000;overflow:hidden;padding:0px 3px 0px 3px;vertical-align:bottom;text-align:center;">-</td> </tr> <tr style="height:20px;"> <td style="border-left:1px solid #000000;overflow:hidden;padding:0px 3px 0px 3px;vertical-align:bottom;font-weight:bold;"></td> <td data-sheets-value='{"1":2,"2":"Double-walled"}' style="overflow:hidden;padding:0px 3px 0px 3px;vertical-align:bottom;font-weight:bold;">Double-walled</td> <td data-sheets-value='{"1":2,"2":"Clear (H/H)"}' style="border-right:1px solid #000000;overflow:hidden;padding:0px 3px 0px 3px;vertical-align:bottom;font-weight:bold;">Clear (H/H)</td> <td data-sheets-numberformat='{"1":2,"2":"0.00","3":1}' data-sheets-value='{"1":3,"3":2.9}' style="overflow:hidden;padding:0px 3px 0px 3px;vertical-align:bottom;text-align:center;">2.90</td> <td data-sheets-numberformat='{"1":2,"2":"0","3":1}' data-sheets-value='{"1":3,"3":81}' style="overflow:hidden;padding:0px 3px 0px 3px;vertical-align:bottom;text-align:center;">81</td> <td data-sheets-numberformat='{"1":2,"2":"0","3":1}' data-sheets-value='{"1":3,"3":75}' style="overflow:hidden;padding:0px 3px 0px 3px;vertical-align:bottom;text-align:center;">75</td> <td data-sheets-numberformat='{"1":2,"2":"0","3":1}' data-sheets-value='{"1":3,"3":20}' style="border-right:1px solid #000000;overflow:hidden;padding:0px 3px 0px 3px;vertical-align:bottom;text-align:center;">20</td> </tr> <tr style="height:20px;"> <td style="border-left:1px solid #000000;overflow:hidden;padding:0px 3px 0px 3px;vertical-align:bottom;font-weight:bold;"></td> <td data-sheets-value='{"1":2,"2":"Double-walled"}' style="overflow:hidden;padding:0px 3px 0px 3px;vertical-align:bottom;font-weight:bold;">Double-walled</td> <td data-sheets-value='{"1":2,"2":"Opal (O/O)"}' style="border-right:1px solid #000000;overflow:hidden;padding:0px 3px 0px 3px;vertical-align:bottom;font-weight:bold;">Opal (O/O)</td> <td data-sheets-numberformat='{"1":2,"2":"0.00","3":1}' data-sheets-value='{"1":3,"3":2.9}' style="overflow:hidden;padding:0px 3px 0px 3px;vertical-align:bottom;text-align:center;">2.90</td> <td data-sheets-numberformat='{"1":2,"2":"0","3":1}' data-sheets-value='{"1":3,"3":69}' style="overflow:hidden;padding:0px 3px 0px 3px;vertical-align:bottom;text-align:center;">69</td> <td data-sheets-numberformat='{"1":2,"2":"0","3":1}' data-sheets-value='{"1":3,"3":58}' style="overflow:hidden;padding:0px 3px 0px 3px;vertical-align:bottom;text-align:center;">58</td> <td data-sheets-numberformat='{"1":2,"2":"0","3":1}' data-sheets-value='{"1":3,"3":20}' style="border-right:1px solid #000000;overflow:hidden;padding:0px 3px 0px 3px;vertical-align:bottom;text-align:center;">20</td> </tr> <tr style="height:20px;"> <td style="border-left:1px solid #000000;overflow:hidden;padding:0px 3px 0px 3px;vertical-align:bottom;font-weight:bold;"></td> <td data-sheets-value='{"1":2,"2":"Triple-walled"}' style="overflow:hidden;padding:0px 3px 0px 3px;vertical-align:bottom;font-weight:bold;">Triple-walled</td> <td data-sheets-value='{"1":2,"2":"Clear (H/H/H)"}' style="border-right:1px solid #000000;overflow:hidden;padding:0px 3px 0px 3px;vertical-align:bottom;font-weight:bold;">Clear (H/H/H)</td> <td data-sheets-numberformat='{"1":2,"2":"0.00","3":1}' data-sheets-value='{"1":3,"3":1.7}' style="overflow:hidden;padding:0px 3px 0px 3px;vertical-align:bottom;text-align:center;">1.70</td> <td data-sheets-numberformat='{"1":2,"2":"0","3":1}' data-sheets-value='{"1":3,"3":73}' style="overflow:hidden;padding:0px 3px 0px 3px;vertical-align:bottom;text-align:center;">73</td> <td data-sheets-numberformat='{"1":2,"2":"0","3":1}' data-sheets-value='{"1":3,"3":65}' style="overflow:hidden;padding:0px 3px 0px 3px;vertical-align:bottom;text-align:center;">65</td> <td data-sheets-numberformat='{"1":2,"2":"0","3":1}' data-sheets-value='{"1":3,"3":22}' style="border-right:1px solid #000000;overflow:hidden;padding:0px 3px 0px 3px;vertical-align:bottom;text-align:center;">22</td> </tr> <tr style="height:20px;"> <td style="border-left:1px solid #000000;overflow:hidden;padding:0px 3px 0px 3px;vertical-align:bottom;font-weight:bold;"></td> <td data-sheets-value='{"1":2,"2":"Triple-walled"}' style="overflow:hidden;padding:0px 3px 0px 3px;vertical-align:bottom;font-weight:bold;">Triple-walled</td> <td data-sheets-value='{"1":2,"2":"Opal (O/H/O)"}' style="border-right:1px solid #000000;overflow:hidden;padding:0px 3px 0px 3px;vertical-align:bottom;font-weight:bold;">Opal (O/H/O)</td> <td data-sheets-numberformat='{"1":2,"2":"0.00","3":1}' data-sheets-value='{"1":3,"3":1.7}' style="overflow:hidden;padding:0px 3px 0px 3px;vertical-align:bottom;text-align:center;">1.70</td> <td data-sheets-numberformat='{"1":2,"2":"0","3":1}' data-sheets-value='{"1":3,"3":62}' style="overflow:hidden;padding:0px 3px 0px 3px;vertical-align:bottom;text-align:center;">62</td> <td data-sheets-numberformat='{"1":2,"2":"0","3":1}' data-sheets-value='{"1":3,"3":51}' style="overflow:hidden;padding:0px 3px 0px 3px;vertical-align:bottom;text-align:center;">51</td> <td data-sheets-numberformat='{"1":2,"2":"0","3":1}' data-sheets-value='{"1":3,"3":22}' style="border-right:1px solid #000000;overflow:hidden;padding:0px 3px 0px 3px;vertical-align:bottom;text-align:center;">22</td> </tr> <tr style="height:20px;"> <td style="border-left:1px solid #000000;overflow:hidden;padding:0px 3px 0px 3px;vertical-align:bottom;font-weight:bold;"></td> <td data-sheets-value='{"1":2,"2":"Four-walled"}' style="overflow:hidden;padding:0px 3px 0px 3px;vertical-align:bottom;font-weight:bold;">Four-walled</td> <td data-sheets-value='{"1":2,"2":"Clear (H/H/H/H)"}' style="border-right:1px solid #000000;overflow:hidden;padding:0px 3px 0px 3px;vertical-align:bottom;font-weight:bold;">Clear (H/H/H/H)</td> <td data-sheets-numberformat='{"1":2,"2":"0.00","3":1}' data-sheets-value='{"1":3,"3":1.28}' style="overflow:hidden;padding:0px 3px 0px 3px;vertical-align:bottom;text-align:center;">1.28</td> <td data-sheets-numberformat='{"1":2,"2":"0","3":1}' data-sheets-value='{"1":3,"3":64}' style="overflow:hidden;padding:0px 3px 0px 3px;vertical-align:bottom;text-align:center;">64</td> <td data-sheets-numberformat='{"1":2,"2":"0","3":1}' data-sheets-value='{"1":3,"3":54}' style="overflow:hidden;padding:0px 3px 0px 3px;vertical-align:bottom;text-align:center;">54</td> <td data-sheets-numberformat='{"1":2,"2":"0","3":1}' data-sheets-value='{"1":3,"3":23}' style="border-right:1px solid #000000;overflow:hidden;padding:0px 3px 0px 3px;vertical-align:bottom;text-align:center;">23</td> </tr> <tr style="height:20px;"> <td style="border-bottom:1px solid #000000;border-left:1px solid #000000;overflow:hidden;padding:0px 3px 0px 3px;vertical-align:bottom;"></td> <td data-sheets-value='{"1":2,"2":"Four-walled"}' style="border-bottom:1px solid #000000;overflow:hidden;padding:0px 3px 0px 3px;vertical-align:bottom;font-weight:bold;">Four-walled</td> <td data-sheets-value='{"1":2,"2":"Opal (H/H/O/H)"}' style="border-right:1px solid #000000;border-bottom:1px solid #000000;overflow:hidden;padding:0px 3px 0px 3px;vertical-align:bottom;font-weight:bold;">Opal (H/H/O/H)</td> <td data-sheets-numberformat='{"1":2,"2":"0.00","3":1}' data-sheets-value='{"1":3,"3":1.28}' style="border-bottom:1px solid #000000;overflow:hidden;padding:0px 3px 0px 3px;vertical-align:bottom;text-align:center;">1.28</td> <td data-sheets-numberformat='{"1":2,"2":"0","3":1}' data-sheets-value='{"1":3,"3":59}' style="border-bottom:1px solid #000000;overflow:hidden;padding:0px 3px 0px 3px;vertical-align:bottom;text-align:center;">59</td> <td data-sheets-numberformat='{"1":2,"2":"0","3":1}' data-sheets-value='{"1":3,"3":48}' style="border-bottom:1px solid #000000;overflow:hidden;padding:0px 3px 0px 3px;vertical-align:bottom;text-align:center;">48</td> <td data-sheets-numberformat='{"1":2,"2":"0","3":1}' data-sheets-value='{"1":3,"3":23}' style="border-right:1px solid #000000;border-bottom:1px solid #000000;overflow:hidden;padding:0px 3px 0px 3px;vertical-align:bottom;text-align:center;">23</td> </tr> <tr style="height:20px;"> <td data-sheets-value='{"1":2,"2":"Polycarbonate "}' style="border-left:1px solid #000000;overflow:hidden;padding:0px 3px 0px 3px;vertical-align:bottom;font-weight:bold;">Polycarbonate </td> <td data-sheets-value='{"1":2,"2":"Single-walled"}' style="overflow:hidden;padding:0px 3px 0px 3px;vertical-align:bottom;font-weight:bold;">Single-walled</td> <td data-sheets-value='{"1":2,"2":"Clear (A)"}' style="border-right:1px solid #000000;overflow:hidden;padding:0px 3px 0px 3px;vertical-align:bottom;font-weight:bold;">Clear (A)</td> <td data-sheets-numberformat='{"1":2,"2":"0.00","3":1}' data-sheets-value='{"1":3,"3":5.17}' style="overflow:hidden;padding:0px 3px 0px 3px;vertical-align:bottom;text-align:center;">5.17</td> <td data-sheets-numberformat='{"1":2,"2":"0","3":1}' data-sheets-value='{"1":3,"3":88}' style="overflow:hidden;padding:0px 3px 0px 3px;vertical-align:bottom;text-align:center;">88</td> <td data-sheets-numberformat='{"1":2,"2":"0","3":1}' data-sheets-value='{"1":3,"3":83}' style="overflow:hidden;padding:0px 3px 0px 3px;vertical-align:bottom;text-align:center;">83</td> <td data-sheets-numberformat='{"1":2,"2":"0","3":1}' data-sheets-value='{"1":2,"2":"-"}' style="border-right:1px solid #000000;overflow:hidden;padding:0px 3px 0px 3px;vertical-align:bottom;text-align:center;">-</td> </tr> <tr style="height:20px;"> <td data-sheets-value='{"1":2,"2":"PC"}' style="border-left:1px solid #000000;overflow:hidden;padding:0px 3px 0px 3px;vertical-align:bottom;font-weight:bold;">PC</td> <td data-sheets-value='{"1":2,"2":"Single-walled"}' style="overflow:hidden;padding:0px 3px 0px 3px;vertical-align:bottom;font-weight:bold;">Single-walled</td> <td data-sheets-value='{"1":2,"2":"Opal (D)"}' style="border-right:1px solid #000000;overflow:hidden;padding:0px 3px 0px 3px;vertical-align:bottom;font-weight:bold;">Opal (D)</td> <td data-sheets-numberformat='{"1":2,"2":"0.00","3":1}' data-sheets-value='{"1":3,"3":5.17}' style="overflow:hidden;padding:0px 3px 0px 3px;vertical-align:bottom;text-align:center;">5.17</td> <td data-sheets-numberformat='{"1":2,"2":"0","3":1}' data-sheets-value='{"1":3,"3":58}' style="overflow:hidden;padding:0px 3px 0px 3px;vertical-align:bottom;text-align:center;">58</td> <td data-sheets-numberformat='{"1":2,"2":"0","3":1}' data-sheets-value='{"1":3,"3":60}' style="overflow:hidden;padding:0px 3px 0px 3px;vertical-align:bottom;text-align:center;">60</td> <td data-sheets-numberformat='{"1":2,"2":"0","3":1}' data-sheets-value='{"1":2,"2":"-"}' style="border-right:1px solid #000000;overflow:hidden;padding:0px 3px 0px 3px;vertical-align:bottom;text-align:center;">-</td> </tr> <tr style="height:20px;"> <td style="border-left:1px solid #000000;overflow:hidden;padding:0px 3px 0px 3px;vertical-align:bottom;font-weight:bold;"></td> <td data-sheets-value='{"1":2,"2":"Double-walled"}' style="overflow:hidden;padding:0px 3px 0px 3px;vertical-align:bottom;font-weight:bold;">Double-walled</td> <td data-sheets-value='{"1":2,"2":"Clear (A/H)"}' style="border-right:1px solid #000000;overflow:hidden;padding:0px 3px 0px 3px;vertical-align:bottom;font-weight:bold;">Clear (A/H)</td> <td data-sheets-numberformat='{"1":2,"2":"0.00","3":1}' data-sheets-value='{"1":3,"3":2.9}' style="overflow:hidden;padding:0px 3px 0px 3px;vertical-align:bottom;text-align:center;">2.90</td> <td data-sheets-numberformat='{"1":2,"2":"0","3":1}' data-sheets-value='{"1":3,"3":79}' style="overflow:hidden;padding:0px 3px 0px 3px;vertical-align:bottom;text-align:center;">79</td> <td data-sheets-numberformat='{"1":2,"2":"0","3":1}' data-sheets-value='{"1":3,"3":72}' style="overflow:hidden;padding:0px 3px 0px 3px;vertical-align:bottom;text-align:center;">72</td> <td data-sheets-numberformat='{"1":2,"2":"0","3":1}' data-sheets-value='{"1":3,"3":20}' style="border-right:1px solid #000000;overflow:hidden;padding:0px 3px 0px 3px;vertical-align:bottom;text-align:center;">20</td> </tr> <tr style="height:20px;"> <td style="border-left:1px solid #000000;overflow:hidden;padding:0px 3px 0px 3px;vertical-align:bottom;font-weight:bold;"></td> <td data-sheets-value='{"1":2,"2":"Double-walled"}' style="overflow:hidden;padding:0px 3px 0px 3px;vertical-align:bottom;font-weight:bold;">Double-walled</td> <td data-sheets-value='{"1":2,"2":"Clear (A/A)"}' style="border-right:1px solid #000000;overflow:hidden;padding:0px 3px 0px 3px;vertical-align:bottom;font-weight:bold;">Clear (A/A)</td> <td data-sheets-numberformat='{"1":2,"2":"0.00","3":1}' data-sheets-value='{"1":3,"3":2.9}' style="overflow:hidden;padding:0px 3px 0px 3px;vertical-align:bottom;text-align:center;">2.90</td> <td data-sheets-numberformat='{"1":2,"2":"0","3":1}' data-sheets-value='{"1":3,"3":77}' style="overflow:hidden;padding:0px 3px 0px 3px;vertical-align:bottom;text-align:center;">77</td> <td data-sheets-numberformat='{"1":2,"2":"0","3":1}' data-sheets-value='{"1":3,"3":69}' style="overflow:hidden;padding:0px 3px 0px 3px;vertical-align:bottom;text-align:center;">69</td> <td data-sheets-numberformat='{"1":2,"2":"0","3":1}' data-sheets-value='{"1":3,"3":20}' style="border-right:1px solid #000000;overflow:hidden;padding:0px 3px 0px 3px;vertical-align:bottom;text-align:center;">20</td> </tr> <tr style="height:20px;"> <td style="border-left:1px solid #000000;overflow:hidden;padding:0px 3px 0px 3px;vertical-align:bottom;font-weight:bold;"></td> <td data-sheets-value='{"1":2,"2":"Double-walled"}' style="overflow:hidden;padding:0px 3px 0px 3px;vertical-align:bottom;font-weight:bold;">Double-walled</td> <td data-sheets-value='{"1":2,"2":"Opal (A/O)"}' style="border-right:1px solid #000000;overflow:hidden;padding:0px 3px 0px 3px;vertical-align:bottom;font-weight:bold;">Opal (A/O)</td> <td data-sheets-numberformat='{"1":2,"2":"0.00","3":1}' data-sheets-value='{"1":3,"3":2.9}' style="overflow:hidden;padding:0px 3px 0px 3px;vertical-align:bottom;text-align:center;">2.90</td> <td data-sheets-numberformat='{"1":2,"2":"0","3":1}' data-sheets-value='{"1":3,"3":73}' style="overflow:hidden;padding:0px 3px 0px 3px;vertical-align:bottom;text-align:center;">73</td> <td data-sheets-numberformat='{"1":2,"2":"0","3":1}' data-sheets-value='{"1":3,"3":63}' style="overflow:hidden;padding:0px 3px 0px 3px;vertical-align:bottom;text-align:center;">63</td> <td data-sheets-numberformat='{"1":2,"2":"0","3":1}' data-sheets-value='{"1":3,"3":20}' style="border-right:1px solid #000000;overflow:hidden;padding:0px 3px 0px 3px;vertical-align:bottom;text-align:center;">20</td> </tr> <tr style="height:20px;"> <td style="border-left:1px solid #000000;overflow:hidden;padding:0px 3px 0px 3px;vertical-align:bottom;font-weight:bold;"></td> <td data-sheets-value='{"1":2,"2":"Double-walled"}' style="overflow:hidden;padding:0px 3px 0px 3px;vertical-align:bottom;font-weight:bold;">Double-walled</td> <td data-sheets-value='{"1":2,"2":"Opal (A/D)"}' style="border-right:1px solid #000000;overflow:hidden;padding:0px 3px 0px 3px;vertical-align:bottom;font-weight:bold;">Opal (A/D)</td> <td data-sheets-numberformat='{"1":2,"2":"0.00","3":1}' data-sheets-value='{"1":3,"3":2.9}' style="overflow:hidden;padding:0px 3px 0px 3px;vertical-align:bottom;text-align:center;">2.90</td> <td data-sheets-numberformat='{"1":2,"2":"0","3":1}' data-sheets-value='{"1":3,"3":51}' style="overflow:hidden;padding:0px 3px 0px 3px;vertical-align:bottom;text-align:center;">51</td> <td data-sheets-numberformat='{"1":2,"2":"0","3":1}' data-sheets-value='{"1":3,"3":50}' style="overflow:hidden;padding:0px 3px 0px 3px;vertical-align:bottom;text-align:center;">50</td> <td data-sheets-numberformat='{"1":2,"2":"0","3":1}' data-sheets-value='{"1":3,"3":20}' style="border-right:1px solid #000000;overflow:hidden;padding:0px 3px 0px 3px;vertical-align:bottom;text-align:center;">20</td> </tr> <tr style="height:20px;"> <td style="border-left:1px solid #000000;overflow:hidden;padding:0px 3px 0px 3px;vertical-align:bottom;font-weight:bold;"></td> <td data-sheets-value='{"1":2,"2":"Triple-walled"}' style="overflow:hidden;padding:0px 3px 0px 3px;vertical-align:bottom;font-weight:bold;">Triple-walled</td> <td data-sheets-value='{"1":2,"2":"Clear (A/H/H)"}' style="border-right:1px solid #000000;overflow:hidden;padding:0px 3px 0px 3px;vertical-align:bottom;font-weight:bold;">Clear (A/H/H)</td> <td data-sheets-numberformat='{"1":2,"2":"0.00","3":1}' data-sheets-value='{"1":3,"3":1.7}' style="overflow:hidden;padding:0px 3px 0px 3px;vertical-align:bottom;text-align:center;">1.70</td> <td data-sheets-numberformat='{"1":2,"2":"0","3":1}' data-sheets-value='{"1":3,"3":71}' style="overflow:hidden;padding:0px 3px 0px 3px;vertical-align:bottom;text-align:center;">71</td> <td data-sheets-numberformat='{"1":2,"2":"0","3":1}' data-sheets-value='{"1":3,"3":63}' style="overflow:hidden;padding:0px 3px 0px 3px;vertical-align:bottom;text-align:center;">63</td> <td data-sheets-numberformat='{"1":2,"2":"0","3":1}' data-sheets-value='{"1":3,"3":22}' style="border-right:1px solid #000000;overflow:hidden;padding:0px 3px 0px 3px;vertical-align:bottom;text-align:center;">22</td> </tr> <tr style="height:20px;"> <td style="border-left:1px solid #000000;overflow:hidden;padding:0px 3px 0px 3px;vertical-align:bottom;font-weight:bold;"></td> <td data-sheets-value='{"1":2,"2":"Triple-walled"}' style="overflow:hidden;padding:0px 3px 0px 3px;vertical-align:bottom;font-weight:bold;">Triple-walled</td> <td data-sheets-value='{"1":2,"2":"Opal (A/O/O)"}' style="border-right:1px solid #000000;overflow:hidden;padding:0px 3px 0px 3px;vertical-align:bottom;font-weight:bold;">Opal (A/O/O)</td> <td data-sheets-numberformat='{"1":2,"2":"0.00","3":1}' data-sheets-value='{"1":3,"3":1.7}' style="overflow:hidden;padding:0px 3px 0px 3px;vertical-align:bottom;text-align:center;">1.70</td> <td data-sheets-numberformat='{"1":2,"2":"0","3":1}' data-sheets-value='{"1":3,"3":61}' style="overflow:hidden;padding:0px 3px 0px 3px;vertical-align:bottom;text-align:center;">61</td> <td data-sheets-numberformat='{"1":2,"2":"0","3":1}' data-sheets-value='{"1":3,"3":48}' style="overflow:hidden;padding:0px 3px 0px 3px;vertical-align:bottom;text-align:center;">48</td> <td data-sheets-numberformat='{"1":2,"2":"0","3":1}' data-sheets-value='{"1":3,"3":22}' style="border-right:1px solid #000000;overflow:hidden;padding:0px 3px 0px 3px;vertical-align:bottom;text-align:center;">22</td> </tr> <tr style="height:20px;"> <td style="border-left:1px solid #000000;overflow:hidden;padding:0px 3px 0px 3px;vertical-align:bottom;font-weight:bold;"></td> <td data-sheets-value='{"1":2,"2":"Four-walled"}' style="overflow:hidden;padding:0px 3px 0px 3px;vertical-align:bottom;font-weight:bold;">Four-walled</td> <td data-sheets-value='{"1":2,"2":"Clear (A/H/H/H)"}' style="border-right:1px solid #000000;overflow:hidden;padding:0px 3px 0px 3px;vertical-align:bottom;font-weight:bold;">Clear (A/H/H/H)</td> <td data-sheets-numberformat='{"1":2,"2":"0.00","3":1}' data-sheets-value='{"1":3,"3":1.28}' style="overflow:hidden;padding:0px 3px 0px 3px;vertical-align:bottom;text-align:center;">1.28</td> <td data-sheets-numberformat='{"1":2,"2":"0","3":1}' data-sheets-value='{"1":3,"3":64}' style="overflow:hidden;padding:0px 3px 0px 3px;vertical-align:bottom;text-align:center;">64</td> <td data-sheets-numberformat='{"1":2,"2":"0","3":1}' data-sheets-value='{"1":3,"3":52}' style="overflow:hidden;padding:0px 3px 0px 3px;vertical-align:bottom;text-align:center;">52</td> <td data-sheets-numberformat='{"1":2,"2":"0","3":1}' data-sheets-value='{"1":3,"3":23}' style="border-right:1px solid #000000;overflow:hidden;padding:0px 3px 0px 3px;vertical-align:bottom;text-align:center;">23</td> </tr> <tr style="height:20px;"> <td style="border-bottom:1px solid #000000;border-left:1px solid #000000;overflow:hidden;padding:0px 3px 0px 3px;vertical-align:bottom;"></td> <td data-sheets-value='{"1":2,"2":"Four-walled"}' style="border-bottom:1px solid #000000;overflow:hidden;padding:0px 3px 0px 3px;vertical-align:bottom;font-weight:bold;">Four-walled</td> <td data-sheets-value='{"1":2,"2":"Opal (A/H/O/H)"}' style="border-right:1px solid #000000;border-bottom:1px solid #000000;overflow:hidden;padding:0px 3px 0px 3px;vertical-align:bottom;font-weight:bold;">Opal (A/H/O/H)</td> <td data-sheets-numberformat='{"1":2,"2":"0.00","3":1}' data-sheets-value='{"1":3,"3":1.28}' style="border-bottom:1px solid #000000;overflow:hidden;padding:0px 3px 0px 3px;vertical-align:bottom;text-align:center;">1.28</td> <td data-sheets-numberformat='{"1":2,"2":"0","3":1}' data-sheets-value='{"1":3,"3":59}' style="border-bottom:1px solid #000000;overflow:hidden;padding:0px 3px 0px 3px;vertical-align:bottom;text-align:center;">59</td> <td data-sheets-numberformat='{"1":2,"2":"0","3":1}' data-sheets-value='{"1":3,"3":46}' style="border-bottom:1px solid #000000;overflow:hidden;padding:0px 3px 0px 3px;vertical-align:bottom;text-align:center;">46</td> <td data-sheets-numberformat='{"1":2,"2":"0","3":1}' data-sheets-value='{"1":3,"3":23}' style="border-right:1px solid #000000;border-bottom:1px solid #000000;overflow:hidden;padding:0px 3px 0px 3px;vertical-align:bottom;text-align:center;">23</td> </tr> <tr style="height:20px;"> <td data-sheets-value='{"1":2,"2":"Polycarbonate"}' style="border-left:1px solid #000000;overflow:hidden;padding:0px 3px 0px 3px;vertical-align:bottom;font-weight:bold;">Polycarbonate</td> <td data-sheets-value='{"1":2,"2":"Single-walled"}' style="overflow:hidden;padding:0px 3px 0px 3px;vertical-align:bottom;font-weight:bold;">Single-walled</td> <td data-sheets-value='{"1":2,"2":"Heatstop Opal (T)"}' style="border-right:1px solid #000000;overflow:hidden;padding:0px 3px 0px 3px;vertical-align:bottom;font-weight:bold;">Heatstop Opal (T)</td> <td data-sheets-numberformat='{"1":2,"2":"0.00","3":1}' data-sheets-value='{"1":3,"3":5.17}' style="overflow:hidden;padding:0px 3px 0px 3px;vertical-align:bottom;text-align:center;">5.17</td> <td data-sheets-numberformat='{"1":2,"2":"0","3":1}' data-sheets-value='{"1":3,"3":49}' style="overflow:hidden;padding:0px 3px 0px 3px;vertical-align:bottom;text-align:center;">49</td> <td data-sheets-numberformat='{"1":2,"2":"0","3":1}' data-sheets-value='{"1":3,"3":59}' style="overflow:hidden;padding:0px 3px 0px 3px;vertical-align:bottom;text-align:center;">59</td> <td data-sheets-numberformat='{"1":2,"2":"0","3":1}' data-sheets-value='{"1":2,"2":"-"}' style="border-right:1px solid #000000;overflow:hidden;padding:0px 3px 0px 3px;vertical-align:bottom;text-align:center;">-</td> </tr> <tr style="height:20px;"> <td data-sheets-value='{"1":2,"2":"Heatstop PC"}' style="border-left:1px solid #000000;overflow:hidden;padding:0px 3px 0px 3px;vertical-align:bottom;font-weight:bold;">Heatstop PC</td> <td data-sheets-value='{"1":2,"2":"Double-walled"}' style="overflow:hidden;padding:0px 3px 0px 3px;vertical-align:bottom;font-weight:bold;">Double-walled</td> <td data-sheets-value='{"1":2,"2":"Clear (T/H)"}' style="border-right:1px solid #000000;overflow:hidden;padding:0px 3px 0px 3px;vertical-align:bottom;font-weight:bold;">Clear (T/H)</td> <td data-sheets-numberformat='{"1":2,"2":"0.00","3":1}' data-sheets-value='{"1":3,"3":2.9}' style="overflow:hidden;padding:0px 3px 0px 3px;vertical-align:bottom;text-align:center;">2.90</td> <td data-sheets-numberformat='{"1":2,"2":"0","3":1}' data-sheets-value='{"1":3,"3":44}' style="overflow:hidden;padding:0px 3px 0px 3px;vertical-align:bottom;text-align:center;">44</td> <td data-sheets-numberformat='{"1":2,"2":"0","3":1}' data-sheets-value='{"1":3,"3":51}' style="overflow:hidden;padding:0px 3px 0px 3px;vertical-align:bottom;text-align:center;">51</td> <td data-sheets-numberformat='{"1":2,"2":"0","3":1}' data-sheets-value='{"1":3,"3":20}' style="border-right:1px solid #000000;overflow:hidden;padding:0px 3px 0px 3px;vertical-align:bottom;text-align:center;">20</td> </tr> <tr style="height:20px;"> <td style="border-left:1px solid #000000;overflow:hidden;padding:0px 3px 0px 3px;vertical-align:bottom;font-weight:bold;"></td> <td data-sheets-value='{"1":2,"2":"Double-walled"}' style="overflow:hidden;padding:0px 3px 0px 3px;vertical-align:bottom;font-weight:bold;">Double-walled</td> <td data-sheets-value='{"1":2,"2":"Opal (T/O)"}' style="border-right:1px solid #000000;overflow:hidden;padding:0px 3px 0px 3px;vertical-align:bottom;font-weight:bold;">Opal (T/O)</td> <td data-sheets-numberformat='{"1":2,"2":"0.00","3":1}' data-sheets-value='{"1":3,"3":2.9}' style="overflow:hidden;padding:0px 3px 0px 3px;vertical-align:bottom;text-align:center;">2.90</td> <td data-sheets-numberformat='{"1":2,"2":"0","3":1}' data-sheets-value='{"1":3,"3":41}' style="overflow:hidden;padding:0px 3px 0px 3px;vertical-align:bottom;text-align:center;">41</td> <td data-sheets-numberformat='{"1":2,"2":"0","3":1}' data-sheets-value='{"1":3,"3":45}' style="overflow:hidden;padding:0px 3px 0px 3px;vertical-align:bottom;text-align:center;">45</td> <td data-sheets-numberformat='{"1":2,"2":"0","3":1}' data-sheets-value='{"1":3,"3":20}' style="border-right:1px solid #000000;overflow:hidden;padding:0px 3px 0px 3px;vertical-align:bottom;text-align:center;">20</td> </tr> <tr style="height:20px;"> <td style="border-left:1px solid #000000;overflow:hidden;padding:0px 3px 0px 3px;vertical-align:bottom;font-weight:bold;"></td> <td data-sheets-value='{"1":2,"2":"Triple-walled"}' style="overflow:hidden; | skylux-160-ce-met-koepel-en-polyester-opstand-30-20-met-lm-motor-en-windvang-1600-x-2800-mm | 8586015441229 | 46872316608845
Smoke and heat exhaust (SHEV) | SHE system | Skylux | Skylux 160° CE with skylight and polyester curb 30/20 with double LM-actuator, PVC frame type EP25 and spoiler 1000 x 2500 mm |  | 50752 | 5412970507529 | 8997.6 | Yes | 30-45 | 130.14 | 1000 x 2500 mm | 2500 | 1000 |  | polyester 30/20 (30 cm high & roof opening = 20 cm larger than daylight size) | Rectangular | 1.19 W/m²K - 0.98 W/m²K | 57% - 30% | 37% - 17% | 24dB - 26dB | 160° CE (for industry) | PVC frame EP25 | with spoiler | E | Double actuator | Maximum double-walled skylight possible for this product | Ut-value LT-value g-value Rw-value EN 1873 : 2014 EN ISO 13468 EN 16153 EN 410 EN 410 EN ISO 140-3 Material Walls Shells (W/m²K) (%) (%) (dB) Acrylic EW Clear (H) 1.19 37 57 24 PMMA Opal (O) 1.19 34 50 24 DW Clear (H/H) 0.98 33 50 26 Opal (O/O) 0.98 28 38 26 Polycarbonate EW Clear (A) 1.19 36 55 24 PC Opal (D) 1.19 24 40 24 DW Clear (A/H) 0.98 32 48 26 Clear (A/A) 0.98 32 46 26 Opal (A/O) 0.98 30 42 26 Opal (A/D) 0.98 21 33 26 Polycarbonate EW Heatstop Opal (T) 1.19 20 39 24 Heatstop PC DW Clear (T/H) 0.98 18 34 26 Opal (T/O) 0.98 17 30 26 | https://skylux.eu/en/products/skylux-160-ce-met-koepel-en-polyester-opstand-30-20-met-lm-motor-pvc-raam-type-ep25-en-windvang-1000-x-2500-mm | https://skylux.eu/cdn/shop/files/Skylux-160deg-CE-met-koepel-en-polyester-opstand-3020-met-dubbele-LM-motor-pvc-raam-type-EP25-en-windvang-1000-x-2500-mm-RWA-systeem.jpg?v=1702978203&width=1600 | https://skylux.eu/cdn/shop/files/e5a82811-1bb0-48e4-a776-cacb59c7c092_71240d86-ed3a-4a43-ba38-7c5e453e15bf.jpg?v=1688550577&width=1600 | //skylux.eu/cdn/shop/files/E_MH_Mounting_instructions_Skylux_160_CE_LM.pdf?v=12406716259046007223 | //skylux.eu/cdn/shop/files/E_TD_Technical_File_Skylux_Skylux_160_CE_Electric.pdf?v=3667116872303399239 | <style type="text/css" id="isPasted"><!--td {border: 1px solid #cccccc;}br {mso-data-placement:same-cell;}--></style><table border="1" cellpadding="0" cellspacing="0" dir="ltr" style="table-layout:fixed;font-size:10pt;font-family:Arial;border-collapse:collapse;border:none;"><tbody> <tr style="height:20px;"> <td style="overflow:hidden;padding:0px 3px 0px 3px;vertical-align:bottom;"></td> <td style="overflow:hidden;padding:0px 3px 0px 3px;vertical-align:bottom;"></td> <td style="overflow:hidden;padding:0px 3px 0px 3px;vertical-align:bottom;"></td> <td data-sheets-value='{"1":2,"2":"Ut-value"}' style="overflow:hidden;padding:0px 3px 0px 3px;vertical-align:bottom;font-weight:bold;text-align:center;">Ut-value</td> <td data-sheets-value='{"1":2,"2":"LT-value"}' style="overflow:hidden;padding:0px 3px 0px 3px;vertical-align:bottom;font-weight:bold;text-align:center;">LT-value</td> <td data-sheets-value='{"1":2,"2":"g-value"}' style="overflow:hidden;padding:0px 3px 0px 3px;vertical-align:bottom;font-weight:bold;text-align:center;">g-value</td> <td data-sheets-value='{"1":2,"2":"Rw-value "}' style="overflow:hidden;padding:0px 3px 0px 3px;vertical-align:bottom;font-weight:bold;text-align:center;">Rw-value </td> </tr> <tr style="height:20px;"> <td style="overflow:hidden;padding:0px 3px 0px 3px;vertical-align:bottom;"></td> <td style="overflow:hidden;padding:0px 3px 0px 3px;vertical-align:bottom;"></td> <td style="overflow:hidden;padding:0px 3px 0px 3px;vertical-align:bottom;"></td> <td data-sheets-numberformat='{"1":2,"2":"0.00","3":1}' data-sheets-value='{"1":2,"2":"EN 1873 : 2014"}' style="overflow:hidden;padding:0px 3px 0px 3px;vertical-align:bottom;text-align:center;">EN 1873 : 2014</td> <td data-sheets-numberformat='{"1":2,"2":"0","3":1}' data-sheets-value='{"1":2,"2":"EN ISO 13468 EN 16153 EN 410"}' style="overflow:hidden;padding:0px 3px 0px 3px;vertical-align:bottom;text-align:center;">EN ISO 13468 EN 16153 EN 410</td> <td data-sheets-numberformat='{"1":2,"2":"0","3":1}' data-sheets-value='{"1":2,"2":"EN 410"}' style="overflow:hidden;padding:0px 3px 0px 3px;vertical-align:bottom;text-align:center;">EN 410</td> <td data-sheets-value='{"1":2,"2":"EN ISO 140-3\t\t"}' style="overflow:hidden;padding:0px 3px 0px 3px;vertical-align:bottom;text-align:center;">EN ISO 140-3 </td> </tr> <tr style="height:20px;"> <td data-sheets-value='{"1":2,"2":"Material"}' style="border-bottom:1px solid #000000;overflow:hidden;padding:0px 3px 0px 3px;vertical-align:bottom;background-color:#000000;font-weight:bold;color:#ffffff;">Material</td> <td data-sheets-value='{"1":2,"2":"Walls"}' style="border-bottom:1px solid #000000;overflow:hidden;padding:0px 3px 0px 3px;vertical-align:bottom;background-color:#000000;font-weight:bold;color:#ffffff;">Walls</td> <td data-sheets-value='{"1":2,"2":"Shells"}' style="border-bottom:1px solid #000000;overflow:hidden;padding:0px 3px 0px 3px;vertical-align:bottom;background-color:#000000;font-weight:bold;color:#ffffff;">Shells</td> <td data-sheets-numberformat='{"1":2,"2":"0.00","3":1}' data-sheets-value='{"1":2,"2":"(W/m²K)\t"}' style="border-bottom:1px solid #000000;overflow:hidden;padding:0px 3px 0px 3px;vertical-align:bottom;background-color:#000000;font-weight:bold;color:#ffffff;text-align:center;">(W/m²K) </td> <td data-sheets-numberformat='{"1":2,"2":"0","3":1}' data-sheets-value='{"1":2,"2":"(%)"}' style="border-bottom:1px solid #000000;overflow:hidden;padding:0px 3px 0px 3px;vertical-align:bottom;background-color:#000000;font-weight:bold;color:#ffffff;text-align:center;">(%)</td> <td data-sheets-numberformat='{"1":2,"2":"0","3":1}' data-sheets-value='{"1":2,"2":"(%)"}' style="border-bottom:1px solid #000000;overflow:hidden;padding:0px 3px 0px 3px;vertical-align:bottom;background-color:#000000;font-weight:bold;color:#ffffff;text-align:center;">(%)</td> <td data-sheets-value='{"1":2,"2":"(dB)"}' style="border-bottom:1px solid #000000;overflow:hidden;padding:0px 3px 0px 3px;vertical-align:bottom;background-color:#000000;font-weight:bold;color:#ffffff;text-align:center;">(dB)</td> </tr> <tr style="height:20px;"> <td data-sheets-value='{"1":2,"2":"Acrylic"}' style="border-left:1px solid #000000;overflow:hidden;padding:0px 3px 0px 3px;vertical-align:bottom;">Acrylic</td> <td data-sheets-value='{"1":2,"2":"EW"}' style="overflow:hidden;padding:0px 3px 0px 3px;vertical-align:bottom;">EW</td> <td data-sheets-value='{"1":2,"2":"Clear (H)"}' style="overflow:hidden;padding:0px 3px 0px 3px;vertical-align:bottom;">Clear (H)</td> <td data-sheets-numberformat='{"1":2,"2":"0.00","3":1}' data-sheets-value='{"1":3,"3":1.19}' style="overflow:hidden;padding:0px 3px 0px 3px;vertical-align:bottom;text-align:center;">1.19</td> <td data-sheets-numberformat='{"1":2,"2":"0","3":1}' data-sheets-value='{"1":3,"3":36.9}' style="overflow:hidden;padding:0px 3px 0px 3px;vertical-align:bottom;text-align:center;">37</td> <td data-sheets-numberformat='{"1":2,"2":"0","3":1}' data-sheets-value='{"1":3,"3":57.42}' style="overflow:hidden;padding:0px 3px 0px 3px;vertical-align:bottom;text-align:center;">57</td> <td data-sheets-value='{"1":3,"3":24}' style="border-right:1px solid #000000;overflow:hidden;padding:0px 3px 0px 3px;vertical-align:bottom;text-align:center;">24</td> </tr> <tr style="height:20px;"> <td data-sheets-value='{"1":2,"2":"PMMA"}' style="border-left:1px solid #000000;overflow:hidden;padding:0px 3px 0px 3px;vertical-align:bottom;">PMMA</td> <td style="overflow:hidden;padding:0px 3px 0px 3px;vertical-align:bottom;"></td> <td data-sheets-value='{"1":2,"2":"Opal (O)"}' style="overflow:hidden;padding:0px 3px 0px 3px;vertical-align:bottom;">Opal (O)</td> <td data-sheets-numberformat='{"1":2,"2":"0.00","3":1}' data-sheets-value='{"1":3,"3":1.19}' style="overflow:hidden;padding:0px 3px 0px 3px;vertical-align:bottom;text-align:center;">1.19</td> <td data-sheets-numberformat='{"1":2,"2":"0","3":1}' data-sheets-value='{"1":3,"3":34.03}' style="overflow:hidden;padding:0px 3px 0px 3px;vertical-align:bottom;text-align:center;">34</td> <td data-sheets-numberformat='{"1":2,"2":"0","3":1}' data-sheets-value='{"1":3,"3":50.160000000000004}' style="overflow:hidden;padding:0px 3px 0px 3px;vertical-align:bottom;text-align:center;">50</td> <td data-sheets-value='{"1":3,"3":24}' style="border-right:1px solid #000000;overflow:hidden;padding:0px 3px 0px 3px;vertical-align:bottom;text-align:center;">24</td> </tr> <tr style="height:20px;"> <td style="border-left:1px solid #000000;overflow:hidden;padding:0px 3px 0px 3px;vertical-align:bottom;"></td> <td data-sheets-value='{"1":2,"2":"DW"}' style="overflow:hidden;padding:0px 3px 0px 3px;vertical-align:bottom;">DW</td> <td data-sheets-value='{"1":2,"2":"Clear (H/H)"}' style="overflow:hidden;padding:0px 3px 0px 3px;vertical-align:bottom;">Clear (H/H)</td> <td data-sheets-numberformat='{"1":2,"2":"0.00","3":1}' data-sheets-value='{"1":3,"3":0.98}' style="overflow:hidden;padding:0px 3px 0px 3px;vertical-align:bottom;text-align:center;">0.98</td> <td data-sheets-numberformat='{"1":2,"2":"0","3":1}' data-sheets-value='{"1":3,"3":33.21}' style="overflow:hidden;padding:0px 3px 0px 3px;vertical-align:bottom;text-align:center;">33</td> <td data-sheets-numberformat='{"1":2,"2":"0","3":1}' data-sheets-value='{"1":3,"3":49.5}' style="overflow:hidden;padding:0px 3px 0px 3px;vertical-align:bottom;text-align:center;">50</td> <td data-sheets-value='{"1":3,"3":26}' style="border-right:1px solid #000000;overflow:hidden;padding:0px 3px 0px 3px;vertical-align:bottom;text-align:center;">26</td> </tr> <tr style="height:20px;"> <td style="border-bottom:1px solid #000000;border-left:1px solid #000000;overflow:hidden;padding:0px 3px 0px 3px;vertical-align:bottom;"></td> <td style="border-bottom:1px solid #000000;overflow:hidden;padding:0px 3px 0px 3px;vertical-align:bottom;"></td> <td data-sheets-value='{"1":2,"2":"Opal (O/O)"}' style="border-bottom:1px solid #000000;overflow:hidden;padding:0px 3px 0px 3px;vertical-align:bottom;">Opal (O/O)</td> <td data-sheets-numberformat='{"1":2,"2":"0.00","3":1}' data-sheets-value='{"1":3,"3":0.98}' style="border-bottom:1px solid #000000;overflow:hidden;padding:0px 3px 0px 3px;vertical-align:bottom;text-align:center;">0.98</td> <td data-sheets-numberformat='{"1":2,"2":"0","3":1}' data-sheets-value='{"1":3,"3":28.29}' style="border-bottom:1px solid #000000;overflow:hidden;padding:0px 3px 0px 3px;vertical-align:bottom;text-align:center;">28</td> <td data-sheets-numberformat='{"1":2,"2":"0","3":1}' data-sheets-value='{"1":3,"3":38.28}' style="border-bottom:1px solid #000000;overflow:hidden;padding:0px 3px 0px 3px;vertical-align:bottom;text-align:center;">38</td> <td data-sheets-value='{"1":3,"3":26}' style="border-right:1px solid #000000;border-bottom:1px solid #000000;overflow:hidden;padding:0px 3px 0px 3px;vertical-align:bottom;text-align:center;">26</td> </tr> <tr style="height:20px;"> <td data-sheets-value='{"1":2,"2":"Polycarbonate "}' style="border-left:1px solid #000000;overflow:hidden;padding:0px 3px 0px 3px;vertical-align:bottom;">Polycarbonate </td> <td data-sheets-value='{"1":2,"2":"EW"}' style="overflow:hidden;padding:0px 3px 0px 3px;vertical-align:bottom;">EW</td> <td data-sheets-value='{"1":2,"2":"Clear (A)"}' style="overflow:hidden;padding:0px 3px 0px 3px;vertical-align:bottom;">Clear (A)</td> <td data-sheets-numberformat='{"1":2,"2":"0.00","3":1}' data-sheets-value='{"1":3,"3":1.19}' style="overflow:hidden;padding:0px 3px 0px 3px;vertical-align:bottom;text-align:center;">1.19</td> <td data-sheets-numberformat='{"1":2,"2":"0","3":1}' data-sheets-value='{"1":3,"3":36.08}' style="overflow:hidden;padding:0px 3px 0px 3px;vertical-align:bottom;text-align:center;">36</td> <td data-sheets-numberformat='{"1":2,"2":"0","3":1}' data-sheets-value='{"1":3,"3":54.78}' style="overflow:hidden;padding:0px 3px 0px 3px;vertical-align:bottom;text-align:center;">55</td> <td data-sheets-value='{"1":3,"3":24}' style="border-right:1px solid #000000;overflow:hidden;padding:0px 3px 0px 3px;vertical-align:bottom;text-align:center;">24</td> </tr> <tr style="height:20px;"> <td data-sheets-value='{"1":2,"2":"PC"}' style="border-left:1px solid #000000;overflow:hidden;padding:0px 3px 0px 3px;vertical-align:bottom;">PC</td> <td style="overflow:hidden;padding:0px 3px 0px 3px;vertical-align:bottom;"></td> <td data-sheets-value='{"1":2,"2":"Opal (D)"}' style="overflow:hidden;padding:0px 3px 0px 3px;vertical-align:bottom;">Opal (D)</td> <td data-sheets-numberformat='{"1":2,"2":"0.00","3":1}' data-sheets-value='{"1":3,"3":1.19}' style="overflow:hidden;padding:0px 3px 0px 3px;vertical-align:bottom;text-align:center;">1.19</td> <td data-sheets-numberformat='{"1":2,"2":"0","3":1}' data-sheets-value='{"1":3,"3":23.779999999999998}' style="overflow:hidden;padding:0px 3px 0px 3px;vertical-align:bottom;text-align:center;">24</td> <td data-sheets-numberformat='{"1":2,"2":"0","3":1}' data-sheets-value='{"1":3,"3":39.6}' style="overflow:hidden;padding:0px 3px 0px 3px;vertical-align:bottom;text-align:center;">40</td> <td data-sheets-value='{"1":3,"3":24}' style="border-right:1px solid #000000;overflow:hidden;padding:0px 3px 0px 3px;vertical-align:bottom;text-align:center;">24</td> </tr> <tr style="height:20px;"> <td style="border-left:1px solid #000000;overflow:hidden;padding:0px 3px 0px 3px;vertical-align:bottom;"></td> <td data-sheets-value='{"1":2,"2":"DW"}' style="overflow:hidden;padding:0px 3px 0px 3px;vertical-align:bottom;">DW</td> <td data-sheets-value='{"1":2,"2":"Clear (A/H)"}' style="overflow:hidden;padding:0px 3px 0px 3px;vertical-align:bottom;">Clear (A/H)</td> <td data-sheets-numberformat='{"1":2,"2":"0.00","3":1}' data-sheets-value='{"1":3,"3":0.98}' style="overflow:hidden;padding:0px 3px 0px 3px;vertical-align:bottom;text-align:center;">0.98</td> <td data-sheets-numberformat='{"1":2,"2":"0","3":1}' data-sheets-value='{"1":3,"3":32.39}' style="overflow:hidden;padding:0px 3px 0px 3px;vertical-align:bottom;text-align:center;">32</td> <td data-sheets-numberformat='{"1":2,"2":"0","3":1}' data-sheets-value='{"1":3,"3":47.52}' style="overflow:hidden;padding:0px 3px 0px 3px;vertical-align:bottom;text-align:center;">48</td> <td data-sheets-value='{"1":3,"3":26}' style="border-right:1px solid #000000;overflow:hidden;padding:0px 3px 0px 3px;vertical-align:bottom;text-align:center;">26</td> </tr> <tr style="height:20px;"> <td style="border-left:1px solid #000000;overflow:hidden;padding:0px 3px 0px 3px;vertical-align:bottom;"></td> <td style="overflow:hidden;padding:0px 3px 0px 3px;vertical-align:bottom;"></td> <td data-sheets-value='{"1":2,"2":"Clear (A/A)"}' style="overflow:hidden;padding:0px 3px 0px 3px;vertical-align:bottom;">Clear (A/A)</td> <td data-sheets-numberformat='{"1":2,"2":"0.00","3":1}' data-sheets-value='{"1":3,"3":0.98}' style="overflow:hidden;padding:0px 3px 0px 3px;vertical-align:bottom;text-align:center;">0.98</td> <td data-sheets-numberformat='{"1":2,"2":"0","3":1}' data-sheets-value='{"1":3,"3":31.569999999999997}' style="overflow:hidden;padding:0px 3px 0px 3px;vertical-align:bottom;text-align:center;">32</td> <td data-sheets-numberformat='{"1":2,"2":"0","3":1}' data-sheets-value='{"1":3,"3":45.54}' style="overflow:hidden;padding:0px 3px 0px 3px;vertical-align:bottom;text-align:center;">46</td> <td data-sheets-value='{"1":3,"3":26}' style="border-right:1px solid #000000;overflow:hidden;padding:0px 3px 0px 3px;vertical-align:bottom;text-align:center;">26</td> </tr> <tr style="height:20px;"> <td style="border-left:1px solid #000000;overflow:hidden;padding:0px 3px 0px 3px;vertical-align:bottom;"></td> <td style="overflow:hidden;padding:0px 3px 0px 3px;vertical-align:bottom;"></td> <td data-sheets-value='{"1":2,"2":"Opal (A/O)"}' style="overflow:hidden;padding:0px 3px 0px 3px;vertical-align:bottom;">Opal (A/O)</td> <td data-sheets-numberformat='{"1":2,"2":"0.00","3":1}' data-sheets-value='{"1":3,"3":0.98}' style="overflow:hidden;padding:0px 3px 0px 3px;vertical-align:bottom;text-align:center;">0.98</td> <td data-sheets-numberformat='{"1":2,"2":"0","3":1}' data-sheets-value='{"1":3,"3":29.93}' style="overflow:hidden;padding:0px 3px 0px 3px;vertical-align:bottom;text-align:center;">30</td> <td data-sheets-numberformat='{"1":2,"2":"0","3":1}' data-sheets-value='{"1":3,"3":41.580000000000005}' style="overflow:hidden;padding:0px 3px 0px 3px;vertical-align:bottom;text-align:center;">42</td> <td data-sheets-value='{"1":3,"3":26}' style="border-right:1px solid #000000;overflow:hidden;padding:0px 3px 0px 3px;vertical-align:bottom;text-align:center;">26</td> </tr> <tr style="height:20px;"> <td style="border-bottom:1px solid #000000;border-left:1px solid #000000;overflow:hidden;padding:0px 3px 0px 3px;vertical-align:bottom;"></td> <td style="border-bottom:1px solid #000000;overflow:hidden;padding:0px 3px 0px 3px;vertical-align:bottom;"></td> <td data-sheets-value='{"1":2,"2":"Opal (A/D)"}' style="border-bottom:1px solid #000000;overflow:hidden;padding:0px 3px 0px 3px;vertical-align:bottom;">Opal (A/D)</td> <td data-sheets-numberformat='{"1":2,"2":"0.00","3":1}' data-sheets-value='{"1":3,"3":0.98}' style="border-bottom:1px solid #000000;overflow:hidden;padding:0px 3px 0px 3px;vertical-align:bottom;text-align:center;">0.98</td> <td data-sheets-numberformat='{"1":2,"2":"0","3":1}' data-sheets-value='{"1":3,"3":20.91}' style="border-bottom:1px solid #000000;overflow:hidden;padding:0px 3px 0px 3px;vertical-align:bottom;text-align:center;">21</td> <td data-sheets-numberformat='{"1":2,"2":"0","3":1}' data-sheets-value='{"1":3,"3":33}' style="border-bottom:1px solid #000000;overflow:hidden;padding:0px 3px 0px 3px;vertical-align:bottom;text-align:center;">33</td> <td data-sheets-value='{"1":3,"3":26}' style="border-right:1px solid #000000;border-bottom:1px solid #000000;overflow:hidden;padding:0px 3px 0px 3px;vertical-align:bottom;text-align:center;">26</td> </tr> <tr style="height:20px;"> <td data-sheets-value='{"1":2,"2":"Polycarbonate"}' style="border-left:1px solid #000000;overflow:hidden;padding:0px 3px 0px 3px;vertical-align:bottom;">Polycarbonate</td> <td data-sheets-value='{"1":2,"2":"EW"}' style="overflow:hidden;padding:0px 3px 0px 3px;vertical-align:bottom;">EW</td> <td data-sheets-value='{"1":2,"2":"Heatstop Opal (T)"}' style="overflow:hidden;padding:0px 3px 0px 3px;vertical-align:bottom;">Heatstop Opal (T)</td> <td data-sheets-numberformat='{"1":2,"2":"0.00","3":1}' data-sheets-value='{"1":3,"3":1.19}' style="overflow:hidden;padding:0px 3px 0px 3px;vertical-align:bottom;text-align:center;">1.19</td> <td data-sheets-numberformat='{"1":2,"2":"0","3":1}' data-sheets-value='{"1":3,"3":20.09}' style="overflow:hidden;padding:0px 3px 0px 3px;vertical-align:bottom;text-align:center;">20</td> <td data-sheets-numberformat='{"1":2,"2":"0","3":1}' data-sheets-value='{"1":3,"3":38.940000000000005}' style="overflow:hidden;padding:0px 3px 0px 3px;vertical-align:bottom;text-align:center;">39</td> <td data-sheets-value='{"1":3,"3":24}' style="border-right:1px solid #000000;overflow:hidden;padding:0px 3px 0px 3px;vertical-align:bottom;text-align:center;">24</td> </tr> <tr style="height:20px;"> <td data-sheets-value='{"1":2,"2":"Heatstop PC"}' style="border-left:1px solid #000000;overflow:hidden;padding:0px 3px 0px 3px;vertical-align:bottom;">Heatstop PC</td> <td data-sheets-value='{"1":2,"2":"DW"}' style="overflow:hidden;padding:0px 3px 0px 3px;vertical-align:bottom;">DW</td> <td data-sheets-value='{"1":2,"2":"Clear (T/H)"}' style="overflow:hidden;padding:0px 3px 0px 3px;vertical-align:bottom;">Clear (T/H)</td> <td data-sheets-numberformat='{"1":2,"2":"0.00","3":1}' data-sheets-value='{"1":3,"3":0.98}' style="overflow:hidden;padding:0px 3px 0px 3px;vertical-align:bottom;text-align:center;">0.98</td> <td data-sheets-numberformat='{"1":2,"2":"0","3":1}' data-sheets-value='{"1":3,"3":18.04}' style="overflow:hidden;padding:0px 3px 0px 3px;vertical-align:bottom;text-align:center;">18</td> <td data-sheets-numberformat='{"1":2,"2":"0","3":1}' data-sheets-value='{"1":3,"3":33.660000000000004}' style="overflow:hidden;padding:0px 3px 0px 3px;vertical-align:bottom;text-align:center;">34</td> <td data-sheets-value='{"1":3,"3":26}' style="border-right:1px solid #000000;overflow:hidden;padding:0px 3px 0px 3px;vertical-align:bottom;text-align:center;">26</td> </tr> <tr style="height:20px;"> <td style="border-bottom:1px solid #000000;border-left:1px solid #000000;overflow:hidden;padding:0px 3px 0px 3px;vertical-align:bottom;"></td> <td style="border-bottom:1px solid #000000;overflow:hidden;padding:0px 3px 0px 3px;vertical-align:bottom;"></td> <td data-sheets-value='{"1":2,"2":"Opal (T/O)"}' style="border-bottom:1px solid #000000;overflow:hidden;padding:0px 3px 0px 3px;vertical-align:bottom;">Opal (T/O)</td> <td data-sheets-numberformat='{"1":2,"2":"0.00","3":1}' data-sheets-value='{"1":3,"3":0.98}' style="border-bottom:1px solid #000000;overflow:hidden;padding:0px 3px 0px 3px;vertical-align:bottom;text-align:center;">0.98</td> <td data-sheets-numberformat='{"1":2,"2":"0","3":1}' data-sheets-value='{"1":3,"3":16.81}' style="border-bottom:1px solid #000000;overflow:hidden;padding:0px 3px 0px 3px;vertical-align:bottom;text-align:center;">17</td> <td data-sheets-numberformat='{"1":2,"2":"0","3":1}' data-sheets-value='{"1":3,"3":29.700000000000003}' style="border-bottom:1px solid #000000;overflow:hidden;padding:0px 3px 0px 3px;vertical-align:bottom;text-align:center;">30</td> <td data-sheets-value='{"1":3,"3":26}' style="border-right:1px solid #000000;border-bottom:1px solid #000000;overflow:hidden;padding:0px 3px 0px 3px;vertical-align:bottom;text-align:center;">26</td> </tr> </tbody></table> | skylux-160-ce-met-koepel-en-polyester-opstand-30-20-met-lm-motor-pvc-raam-type-ep25-en-windvang-1000-x-2500-mm | 8586013081933 | 46872311791949
Smoke and heat exhaust (SHEV) | SHE system | Skylux | Skylux 160° CE with skylight and polyester curb 30/20 with double LM-actuator, PVC frame type EP25 and spoiler 1300 x 2500 mm |  | 50760 | 5412970507604 | 9520.3 | Yes | 30-45 | 146.78 | 1300 x 2500 mm | 2500 | 1300 |  | polyester 30/20 (30 cm high & roof opening = 20 cm larger than daylight size) | Rectangular | 1.19 W/m²K - 0.98 W/m²K | 57% - 30% | 37% - 17% | 24dB - 26dB | 160° CE (for industry) | PVC frame EP25 | with spoiler | E | Double actuator | Maximum double-walled skylight possible for this product | Ut-value LT-value g-value Rw-value EN 1873 : 2014 EN ISO 13468 EN 16153 EN 410 EN 410 EN ISO 140-3 Material Walls Shells (W/m²K) (%) (%) (dB) Acrylic EW Clear (H) 1.19 37 57 24 PMMA Opal (O) 1.19 34 50 24 DW Clear (H/H) 0.98 33 50 26 Opal (O/O) 0.98 28 38 26 Polycarbonate EW Clear (A) 1.19 36 55 24 PC Opal (D) 1.19 24 40 24 DW Clear (A/H) 0.98 32 48 26 Clear (A/A) 0.98 32 46 26 Opal (A/O) 0.98 30 42 26 Opal (A/D) 0.98 21 33 26 Polycarbonate EW Heatstop Opal (T) 1.19 20 39 24 Heatstop PC DW Clear (T/H) 0.98 18 34 26 Opal (T/O) 0.98 17 30 26 | https://skylux.eu/en/products/skylux-160-ce-met-koepel-en-polyester-opstand-30-20-met-lm-motor-pvc-raam-type-ep25-en-windvang-1300-x-2500-mm | https://skylux.eu/cdn/shop/files/Skylux-160deg-CE-met-koepel-en-polyester-opstand-3020-met-dubbele-LM-motor-pvc-raam-type-EP25-en-windvang-1300-x-2500-mm-RWA-systeem.jpg?v=1702978245&width=1600 | https://skylux.eu/cdn/shop/files/e5a82811-1bb0-48e4-a776-cacb59c7c092_fe77f446-ec50-4d7c-8bd4-b43de780032e.jpg?v=1688550587&width=1600 | //skylux.eu/cdn/shop/files/E_MH_Mounting_instructions_Skylux_160_CE_LM.pdf?v=12406716259046007223 | //skylux.eu/cdn/shop/files/E_TD_Technical_File_Skylux_Skylux_160_CE_Electric.pdf?v=3667116872303399239 | <style type="text/css" id="isPasted"><!--td {border: 1px solid #cccccc;}br {mso-data-placement:same-cell;}--></style><table border="1" cellpadding="0" cellspacing="0" dir="ltr" style="table-layout:fixed;font-size:10pt;font-family:Arial;border-collapse:collapse;border:none;"><tbody> <tr style="height:20px;"> <td style="overflow:hidden;padding:0px 3px 0px 3px;vertical-align:bottom;"></td> <td style="overflow:hidden;padding:0px 3px 0px 3px;vertical-align:bottom;"></td> <td style="overflow:hidden;padding:0px 3px 0px 3px;vertical-align:bottom;"></td> <td data-sheets-value='{"1":2,"2":"Ut-value"}' style="overflow:hidden;padding:0px 3px 0px 3px;vertical-align:bottom;font-weight:bold;text-align:center;">Ut-value</td> <td data-sheets-value='{"1":2,"2":"LT-value"}' style="overflow:hidden;padding:0px 3px 0px 3px;vertical-align:bottom;font-weight:bold;text-align:center;">LT-value</td> <td data-sheets-value='{"1":2,"2":"g-value"}' style="overflow:hidden;padding:0px 3px 0px 3px;vertical-align:bottom;font-weight:bold;text-align:center;">g-value</td> <td data-sheets-value='{"1":2,"2":"Rw-value "}' style="overflow:hidden;padding:0px 3px 0px 3px;vertical-align:bottom;font-weight:bold;text-align:center;">Rw-value </td> </tr> <tr style="height:20px;"> <td style="overflow:hidden;padding:0px 3px 0px 3px;vertical-align:bottom;"></td> <td style="overflow:hidden;padding:0px 3px 0px 3px;vertical-align:bottom;"></td> <td style="overflow:hidden;padding:0px 3px 0px 3px;vertical-align:bottom;"></td> <td data-sheets-numberformat='{"1":2,"2":"0.00","3":1}' data-sheets-value='{"1":2,"2":"EN 1873 : 2014"}' style="overflow:hidden;padding:0px 3px 0px 3px;vertical-align:bottom;text-align:center;">EN 1873 : 2014</td> <td data-sheets-numberformat='{"1":2,"2":"0","3":1}' data-sheets-value='{"1":2,"2":"EN ISO 13468 EN 16153 EN 410"}' style="overflow:hidden;padding:0px 3px 0px 3px;vertical-align:bottom;text-align:center;">EN ISO 13468 EN 16153 EN 410</td> <td data-sheets-numberformat='{"1":2,"2":"0","3":1}' data-sheets-value='{"1":2,"2":"EN 410"}' style="overflow:hidden;padding:0px 3px 0px 3px;vertical-align:bottom;text-align:center;">EN 410</td> <td data-sheets-value='{"1":2,"2":"EN ISO 140-3\t\t"}' style="overflow:hidden;padding:0px 3px 0px 3px;vertical-align:bottom;text-align:center;">EN ISO 140-3 </td> </tr> <tr style="height:20px;"> <td data-sheets-value='{"1":2,"2":"Material"}' style="border-bottom:1px solid #000000;overflow:hidden;padding:0px 3px 0px 3px;vertical-align:bottom;background-color:#000000;font-weight:bold;color:#ffffff;">Material</td> <td data-sheets-value='{"1":2,"2":"Walls"}' style="border-bottom:1px solid #000000;overflow:hidden;padding:0px 3px 0px 3px;vertical-align:bottom;background-color:#000000;font-weight:bold;color:#ffffff;">Walls</td> <td data-sheets-value='{"1":2,"2":"Shells"}' style="border-bottom:1px solid #000000;overflow:hidden;padding:0px 3px 0px 3px;vertical-align:bottom;background-color:#000000;font-weight:bold;color:#ffffff;">Shells</td> <td data-sheets-numberformat='{"1":2,"2":"0.00","3":1}' data-sheets-value='{"1":2,"2":"(W/m²K)\t"}' style="border-bottom:1px solid #000000;overflow:hidden;padding:0px 3px 0px 3px;vertical-align:bottom;background-color:#000000;font-weight:bold;color:#ffffff;text-align:center;">(W/m²K) </td> <td data-sheets-numberformat='{"1":2,"2":"0","3":1}' data-sheets-value='{"1":2,"2":"(%)"}' style="border-bottom:1px solid #000000;overflow:hidden;padding:0px 3px 0px 3px;vertical-align:bottom;background-color:#000000;font-weight:bold;color:#ffffff;text-align:center;">(%)</td> <td data-sheets-numberformat='{"1":2,"2":"0","3":1}' data-sheets-value='{"1":2,"2":"(%)"}' style="border-bottom:1px solid #000000;overflow:hidden;padding:0px 3px 0px 3px;vertical-align:bottom;background-color:#000000;font-weight:bold;color:#ffffff;text-align:center;">(%)</td> <td data-sheets-value='{"1":2,"2":"(dB)"}' style="border-bottom:1px solid #000000;overflow:hidden;padding:0px 3px 0px 3px;vertical-align:bottom;background-color:#000000;font-weight:bold;color:#ffffff;text-align:center;">(dB)</td> </tr> <tr style="height:20px;"> <td data-sheets-value='{"1":2,"2":"Acrylic"}' style="border-left:1px solid #000000;overflow:hidden;padding:0px 3px 0px 3px;vertical-align:bottom;">Acrylic</td> <td data-sheets-value='{"1":2,"2":"EW"}' style="overflow:hidden;padding:0px 3px 0px 3px;vertical-align:bottom;">EW</td> <td data-sheets-value='{"1":2,"2":"Clear (H)"}' style="overflow:hidden;padding:0px 3px 0px 3px;vertical-align:bottom;">Clear (H)</td> <td data-sheets-numberformat='{"1":2,"2":"0.00","3":1}' data-sheets-value='{"1":3,"3":1.19}' style="overflow:hidden;padding:0px 3px 0px 3px;vertical-align:bottom;text-align:center;">1.19</td> <td data-sheets-numberformat='{"1":2,"2":"0","3":1}' data-sheets-value='{"1":3,"3":36.9}' style="overflow:hidden;padding:0px 3px 0px 3px;vertical-align:bottom;text-align:center;">37</td> <td data-sheets-numberformat='{"1":2,"2":"0","3":1}' data-sheets-value='{"1":3,"3":57.42}' style="overflow:hidden;padding:0px 3px 0px 3px;vertical-align:bottom;text-align:center;">57</td> <td data-sheets-value='{"1":3,"3":24}' style="border-right:1px solid #000000;overflow:hidden;padding:0px 3px 0px 3px;vertical-align:bottom;text-align:center;">24</td> </tr> <tr style="height:20px;"> <td data-sheets-value='{"1":2,"2":"PMMA"}' style="border-left:1px solid #000000;overflow:hidden;padding:0px 3px 0px 3px;vertical-align:bottom;">PMMA</td> <td style="overflow:hidden;padding:0px 3px 0px 3px;vertical-align:bottom;"></td> <td data-sheets-value='{"1":2,"2":"Opal (O)"}' style="overflow:hidden;padding:0px 3px 0px 3px;vertical-align:bottom;">Opal (O)</td> <td data-sheets-numberformat='{"1":2,"2":"0.00","3":1}' data-sheets-value='{"1":3,"3":1.19}' style="overflow:hidden;padding:0px 3px 0px 3px;vertical-align:bottom;text-align:center;">1.19</td> <td data-sheets-numberformat='{"1":2,"2":"0","3":1}' data-sheets-value='{"1":3,"3":34.03}' style="overflow:hidden;padding:0px 3px 0px 3px;vertical-align:bottom;text-align:center;">34</td> <td data-sheets-numberformat='{"1":2,"2":"0","3":1}' data-sheets-value='{"1":3,"3":50.160000000000004}' style="overflow:hidden;padding:0px 3px 0px 3px;vertical-align:bottom;text-align:center;">50</td> <td data-sheets-value='{"1":3,"3":24}' style="border-right:1px solid #000000;overflow:hidden;padding:0px 3px 0px 3px;vertical-align:bottom;text-align:center;">24</td> </tr> <tr style="height:20px;"> <td style="border-left:1px solid #000000;overflow:hidden;padding:0px 3px 0px 3px;vertical-align:bottom;"></td> <td data-sheets-value='{"1":2,"2":"DW"}' style="overflow:hidden;padding:0px 3px 0px 3px;vertical-align:bottom;">DW</td> <td data-sheets-value='{"1":2,"2":"Clear (H/H)"}' style="overflow:hidden;padding:0px 3px 0px 3px;vertical-align:bottom;">Clear (H/H)</td> <td data-sheets-numberformat='{"1":2,"2":"0.00","3":1}' data-sheets-value='{"1":3,"3":0.98}' style="overflow:hidden;padding:0px 3px 0px 3px;vertical-align:bottom;text-align:center;">0.98</td> <td data-sheets-numberformat='{"1":2,"2":"0","3":1}' data-sheets-value='{"1":3,"3":33.21}' style="overflow:hidden;padding:0px 3px 0px 3px;vertical-align:bottom;text-align:center;">33</td> <td data-sheets-numberformat='{"1":2,"2":"0","3":1}' data-sheets-value='{"1":3,"3":49.5}' style="overflow:hidden;padding:0px 3px 0px 3px;vertical-align:bottom;text-align:center;">50</td> <td data-sheets-value='{"1":3,"3":26}' style="border-right:1px solid #000000;overflow:hidden;padding:0px 3px 0px 3px;vertical-align:bottom;text-align:center;">26</td> </tr> <tr style="height:20px;"> <td style="border-bottom:1px solid #000000;border-left:1px solid #000000;overflow:hidden;padding:0px 3px 0px 3px;vertical-align:bottom;"></td> <td style="border-bottom:1px solid #000000;overflow:hidden;padding:0px 3px 0px 3px;vertical-align:bottom;"></td> <td data-sheets-value='{"1":2,"2":"Opal (O/O)"}' style="border-bottom:1px solid #000000;overflow:hidden;padding:0px 3px 0px 3px;vertical-align:bottom;">Opal (O/O)</td> <td data-sheets-numberformat='{"1":2,"2":"0.00","3":1}' data-sheets-value='{"1":3,"3":0.98}' style="border-bottom:1px solid #000000;overflow:hidden;padding:0px 3px 0px 3px;vertical-align:bottom;text-align:center;">0.98</td> <td data-sheets-numberformat='{"1":2,"2":"0","3":1}' data-sheets-value='{"1":3,"3":28.29}' style="border-bottom:1px solid #000000;overflow:hidden;padding:0px 3px 0px 3px;vertical-align:bottom;text-align:center;">28</td> <td data-sheets-numberformat='{"1":2,"2":"0","3":1}' data-sheets-value='{"1":3,"3":38.28}' style="border-bottom:1px solid #000000;overflow:hidden;padding:0px 3px 0px 3px;vertical-align:bottom;text-align:center;">38</td> <td data-sheets-value='{"1":3,"3":26}' style="border-right:1px solid #000000;border-bottom:1px solid #000000;overflow:hidden;padding:0px 3px 0px 3px;vertical-align:bottom;text-align:center;">26</td> </tr> <tr style="height:20px;"> <td data-sheets-value='{"1":2,"2":"Polycarbonate "}' style="border-left:1px solid #000000;overflow:hidden;padding:0px 3px 0px 3px;vertical-align:bottom;">Polycarbonate </td> <td data-sheets-value='{"1":2,"2":"EW"}' style="overflow:hidden;padding:0px 3px 0px 3px;vertical-align:bottom;">EW</td> <td data-sheets-value='{"1":2,"2":"Clear (A)"}' style="overflow:hidden;padding:0px 3px 0px 3px;vertical-align:bottom;">Clear (A)</td> <td data-sheets-numberformat='{"1":2,"2":"0.00","3":1}' data-sheets-value='{"1":3,"3":1.19}' style="overflow:hidden;padding:0px 3px 0px 3px;vertical-align:bottom;text-align:center;">1.19</td> <td data-sheets-numberformat='{"1":2,"2":"0","3":1}' data-sheets-value='{"1":3,"3":36.08}' style="overflow:hidden;padding:0px 3px 0px 3px;vertical-align:bottom;text-align:center;">36</td> <td data-sheets-numberformat='{"1":2,"2":"0","3":1}' data-sheets-value='{"1":3,"3":54.78}' style="overflow:hidden;padding:0px 3px 0px 3px;vertical-align:bottom;text-align:center;">55</td> <td data-sheets-value='{"1":3,"3":24}' style="border-right:1px solid #000000;overflow:hidden;padding:0px 3px 0px 3px;vertical-align:bottom;text-align:center;">24</td> </tr> <tr style="height:20px;"> <td data-sheets-value='{"1":2,"2":"PC"}' style="border-left:1px solid #000000;overflow:hidden;padding:0px 3px 0px 3px;vertical-align:bottom;">PC</td> <td style="overflow:hidden;padding:0px 3px 0px 3px;vertical-align:bottom;"></td> <td data-sheets-value='{"1":2,"2":"Opal (D)"}' style="overflow:hidden;padding:0px 3px 0px 3px;vertical-align:bottom;">Opal (D)</td> <td data-sheets-numberformat='{"1":2,"2":"0.00","3":1}' data-sheets-value='{"1":3,"3":1.19}' style="overflow:hidden;padding:0px 3px 0px 3px;vertical-align:bottom;text-align:center;">1.19</td> <td data-sheets-numberformat='{"1":2,"2":"0","3":1}' data-sheets-value='{"1":3,"3":23.779999999999998}' style="overflow:hidden;padding:0px 3px 0px 3px;vertical-align:bottom;text-align:center;">24</td> <td data-sheets-numberformat='{"1":2,"2":"0","3":1}' data-sheets-value='{"1":3,"3":39.6}' style="overflow:hidden;padding:0px 3px 0px 3px;vertical-align:bottom;text-align:center;">40</td> <td data-sheets-value='{"1":3,"3":24}' style="border-right:1px solid #000000;overflow:hidden;padding:0px 3px 0px 3px;vertical-align:bottom;text-align:center;">24</td> </tr> <tr style="height:20px;"> <td style="border-left:1px solid #000000;overflow:hidden;padding:0px 3px 0px 3px;vertical-align:bottom;"></td> <td data-sheets-value='{"1":2,"2":"DW"}' style="overflow:hidden;padding:0px 3px 0px 3px;vertical-align:bottom;">DW</td> <td data-sheets-value='{"1":2,"2":"Clear (A/H)"}' style="overflow:hidden;padding:0px 3px 0px 3px;vertical-align:bottom;">Clear (A/H)</td> <td data-sheets-numberformat='{"1":2,"2":"0.00","3":1}' data-sheets-value='{"1":3,"3":0.98}' style="overflow:hidden;padding:0px 3px 0px 3px;vertical-align:bottom;text-align:center;">0.98</td> <td data-sheets-numberformat='{"1":2,"2":"0","3":1}' data-sheets-value='{"1":3,"3":32.39}' style="overflow:hidden;padding:0px 3px 0px 3px;vertical-align:bottom;text-align:center;">32</td> <td data-sheets-numberformat='{"1":2,"2":"0","3":1}' data-sheets-value='{"1":3,"3":47.52}' style="overflow:hidden;padding:0px 3px 0px 3px;vertical-align:bottom;text-align:center;">48</td> <td data-sheets-value='{"1":3,"3":26}' style="border-right:1px solid #000000;overflow:hidden;padding:0px 3px 0px 3px;vertical-align:bottom;text-align:center;">26</td> </tr> <tr style="height:20px;"> <td style="border-left:1px solid #000000;overflow:hidden;padding:0px 3px 0px 3px;vertical-align:bottom;"></td> <td style="overflow:hidden;padding:0px 3px 0px 3px;vertical-align:bottom;"></td> <td data-sheets-value='{"1":2,"2":"Clear (A/A)"}' style="overflow:hidden;padding:0px 3px 0px 3px;vertical-align:bottom;">Clear (A/A)</td> <td data-sheets-numberformat='{"1":2,"2":"0.00","3":1}' data-sheets-value='{"1":3,"3":0.98}' style="overflow:hidden;padding:0px 3px 0px 3px;vertical-align:bottom;text-align:center;">0.98</td> <td data-sheets-numberformat='{"1":2,"2":"0","3":1}' data-sheets-value='{"1":3,"3":31.569999999999997}' style="overflow:hidden;padding:0px 3px 0px 3px;vertical-align:bottom;text-align:center;">32</td> <td data-sheets-numberformat='{"1":2,"2":"0","3":1}' data-sheets-value='{"1":3,"3":45.54}' style="overflow:hidden;padding:0px 3px 0px 3px;vertical-align:bottom;text-align:center;">46</td> <td data-sheets-value='{"1":3,"3":26}' style="border-right:1px solid #000000;overflow:hidden;padding:0px 3px 0px 3px;vertical-align:bottom;text-align:center;">26</td> </tr> <tr style="height:20px;"> <td style="border-left:1px solid #000000;overflow:hidden;padding:0px 3px 0px 3px;vertical-align:bottom;"></td> <td style="overflow:hidden;padding:0px 3px 0px 3px;vertical-align:bottom;"></td> <td data-sheets-value='{"1":2,"2":"Opal (A/O)"}' style="overflow:hidden;padding:0px 3px 0px 3px;vertical-align:bottom;">Opal (A/O)</td> <td data-sheets-numberformat='{"1":2,"2":"0.00","3":1}' data-sheets-value='{"1":3,"3":0.98}' style="overflow:hidden;padding:0px 3px 0px 3px;vertical-align:bottom;text-align:center;">0.98</td> <td data-sheets-numberformat='{"1":2,"2":"0","3":1}' data-sheets-value='{"1":3,"3":29.93}' style="overflow:hidden;padding:0px 3px 0px 3px;vertical-align:bottom;text-align:center;">30</td> <td data-sheets-numberformat='{"1":2,"2":"0","3":1}' data-sheets-value='{"1":3,"3":41.580000000000005}' style="overflow:hidden;padding:0px 3px 0px 3px;vertical-align:bottom;text-align:center;">42</td> <td data-sheets-value='{"1":3,"3":26}' style="border-right:1px solid #000000;overflow:hidden;padding:0px 3px 0px 3px;vertical-align:bottom;text-align:center;">26</td> </tr> <tr style="height:20px;"> <td style="border-bottom:1px solid #000000;border-left:1px solid #000000;overflow:hidden;padding:0px 3px 0px 3px;vertical-align:bottom;"></td> <td style="border-bottom:1px solid #000000;overflow:hidden;padding:0px 3px 0px 3px;vertical-align:bottom;"></td> <td data-sheets-value='{"1":2,"2":"Opal (A/D)"}' style="border-bottom:1px solid #000000;overflow:hidden;padding:0px 3px 0px 3px;vertical-align:bottom;">Opal (A/D)</td> <td data-sheets-numberformat='{"1":2,"2":"0.00","3":1}' data-sheets-value='{"1":3,"3":0.98}' style="border-bottom:1px solid #000000;overflow:hidden;padding:0px 3px 0px 3px;vertical-align:bottom;text-align:center;">0.98</td> <td data-sheets-numberformat='{"1":2,"2":"0","3":1}' data-sheets-value='{"1":3,"3":20.91}' style="border-bottom:1px solid #000000;overflow:hidden;padding:0px 3px 0px 3px;vertical-align:bottom;text-align:center;">21</td> <td data-sheets-numberformat='{"1":2,"2":"0","3":1}' data-sheets-value='{"1":3,"3":33}' style="border-bottom:1px solid #000000;overflow:hidden;padding:0px 3px 0px 3px;vertical-align:bottom;text-align:center;">33</td> <td data-sheets-value='{"1":3,"3":26}' style="border-right:1px solid #000000;border-bottom:1px solid #000000;overflow:hidden;padding:0px 3px 0px 3px;vertical-align:bottom;text-align:center;">26</td> </tr> <tr style="height:20px;"> <td data-sheets-value='{"1":2,"2":"Polycarbonate"}' style="border-left:1px solid #000000;overflow:hidden;padding:0px 3px 0px 3px;vertical-align:bottom;">Polycarbonate</td> <td data-sheets-value='{"1":2,"2":"EW"}' style="overflow:hidden;padding:0px 3px 0px 3px;vertical-align:bottom;">EW</td> <td data-sheets-value='{"1":2,"2":"Heatstop Opal (T)"}' style="overflow:hidden;padding:0px 3px 0px 3px;vertical-align:bottom;">Heatstop Opal (T)</td> <td data-sheets-numberformat='{"1":2,"2":"0.00","3":1}' data-sheets-value='{"1":3,"3":1.19}' style="overflow:hidden;padding:0px 3px 0px 3px;vertical-align:bottom;text-align:center;">1.19</td> <td data-sheets-numberformat='{"1":2,"2":"0","3":1}' data-sheets-value='{"1":3,"3":20.09}' style="overflow:hidden;padding:0px 3px 0px 3px;vertical-align:bottom;text-align:center;">20</td> <td data-sheets-numberformat='{"1":2,"2":"0","3":1}' data-sheets-value='{"1":3,"3":38.940000000000005}' style="overflow:hidden;padding:0px 3px 0px 3px;vertical-align:bottom;text-align:center;">39</td> <td data-sheets-value='{"1":3,"3":24}' style="border-right:1px solid #000000;overflow:hidden;padding:0px 3px 0px 3px;vertical-align:bottom;text-align:center;">24</td> </tr> <tr style="height:20px;"> <td data-sheets-value='{"1":2,"2":"Heatstop PC"}' style="border-left:1px solid #000000;overflow:hidden;padding:0px 3px 0px 3px;vertical-align:bottom;">Heatstop PC</td> <td data-sheets-value='{"1":2,"2":"DW"}' style="overflow:hidden;padding:0px 3px 0px 3px;vertical-align:bottom;">DW</td> <td data-sheets-value='{"1":2,"2":"Clear (T/H)"}' style="overflow:hidden;padding:0px 3px 0px 3px;vertical-align:bottom;">Clear (T/H)</td> <td data-sheets-numberformat='{"1":2,"2":"0.00","3":1}' data-sheets-value='{"1":3,"3":0.98}' style="overflow:hidden;padding:0px 3px 0px 3px;vertical-align:bottom;text-align:center;">0.98</td> <td data-sheets-numberformat='{"1":2,"2":"0","3":1}' data-sheets-value='{"1":3,"3":18.04}' style="overflow:hidden;padding:0px 3px 0px 3px;vertical-align:bottom;text-align:center;">18</td> <td data-sheets-numberformat='{"1":2,"2":"0","3":1}' data-sheets-value='{"1":3,"3":33.660000000000004}' style="overflow:hidden;padding:0px 3px 0px 3px;vertical-align:bottom;text-align:center;">34</td> <td data-sheets-value='{"1":3,"3":26}' style="border-right:1px solid #000000;overflow:hidden;padding:0px 3px 0px 3px;vertical-align:bottom;text-align:center;">26</td> </tr> <tr style="height:20px;"> <td style="border-bottom:1px solid #000000;border-left:1px solid #000000;overflow:hidden;padding:0px 3px 0px 3px;vertical-align:bottom;"></td> <td style="border-bottom:1px solid #000000;overflow:hidden;padding:0px 3px 0px 3px;vertical-align:bottom;"></td> <td data-sheets-value='{"1":2,"2":"Opal (T/O)"}' style="border-bottom:1px solid #000000;overflow:hidden;padding:0px 3px 0px 3px;vertical-align:bottom;">Opal (T/O)</td> <td data-sheets-numberformat='{"1":2,"2":"0.00","3":1}' data-sheets-value='{"1":3,"3":0.98}' style="border-bottom:1px solid #000000;overflow:hidden;padding:0px 3px 0px 3px;vertical-align:bottom;text-align:center;">0.98</td> <td data-sheets-numberformat='{"1":2,"2":"0","3":1}' data-sheets-value='{"1":3,"3":16.81}' style="border-bottom:1px solid #000000;overflow:hidden;padding:0px 3px 0px 3px;vertical-align:bottom;text-align:center;">17</td> <td data-sheets-numberformat='{"1":2,"2":"0","3":1}' data-sheets-value='{"1":3,"3":29.700000000000003}' style="border-bottom:1px solid #000000;overflow:hidden;padding:0px 3px 0px 3px;vertical-align:bottom;text-align:center;">30</td> <td data-sheets-value='{"1":3,"3":26}' style="border-right:1px solid #000000;border-bottom:1px solid #000000;overflow:hidden;padding:0px 3px 0px 3px;vertical-align:bottom;text-align:center;">26</td> </tr> </tbody></table> | skylux-160-ce-met-koepel-en-polyester-opstand-30-20-met-lm-motor-pvc-raam-type-ep25-en-windvang-1300-x-2500-mm | 8586013442381 | 46872312349005
Smoke and heat exhaust (SHEV) | SHE system | Skylux | Skylux 160° CE with skylight and polyester curb 30/20 with double LM-actuator, PVC frame type EP25 and spoiler 1300 x 2800 mm |  | 50761 | 5412970507611 | 10132.55 | Yes | 30-45 | 156.48 | 1300 x 2800 mm | 2800 | 1300 |  | polyester 30/20 (30 cm high & roof opening = 20 cm larger than daylight size) | Rectangular | 1.19 W/m²K - 0.98 W/m²K | 57% - 30% | 37% - 17% | 24dB - 26dB | 160° CE (for industry) | PVC frame EP25 | with spoiler | E | Double actuator | Maximum double-walled skylight possible for this product | Ut-value LT-value g-value Rw-value EN 1873 : 2014 EN ISO 13468 EN 16153 EN 410 EN 410 EN ISO 140-3 Material Walls Shells (W/m²K) (%) (%) (dB) Acrylic EW Clear (H) 1.19 37 57 24 PMMA Opal (O) 1.19 34 50 24 DW Clear (H/H) 0.98 33 50 26 Opal (O/O) 0.98 28 38 26 Polycarbonate EW Clear (A) 1.19 36 55 24 PC Opal (D) 1.19 24 40 24 DW Clear (A/H) 0.98 32 48 26 Clear (A/A) 0.98 32 46 26 Opal (A/O) 0.98 30 42 26 Opal (A/D) 0.98 21 33 26 Polycarbonate EW Heatstop Opal (T) 1.19 20 39 24 Heatstop PC DW Clear (T/H) 0.98 18 34 26 Opal (T/O) 0.98 17 30 26 | https://skylux.eu/en/products/skylux-160-ce-met-koepel-en-polyester-opstand-30-20-met-lm-motor-pvc-raam-type-ep25-en-windvang-1300-x-2800-mm | https://skylux.eu/cdn/shop/files/Skylux-160deg-CE-met-koepel-en-polyester-opstand-3020-met-dubbele-LM-motor-pvc-raam-type-EP25-en-windvang-1300-x-2800-mm-RWA-systeem.jpg?v=1702978251&width=1600 | https://skylux.eu/cdn/shop/files/e5a82811-1bb0-48e4-a776-cacb59c7c092_196edad2-1c8a-491a-ba15-ad6557c845f8.jpg?v=1688550588&width=1600 | //skylux.eu/cdn/shop/files/E_MH_Mounting_instructions_Skylux_160_CE_LM.pdf?v=12406716259046007223 | //skylux.eu/cdn/shop/files/E_TD_Technical_File_Skylux_Skylux_160_CE_Electric.pdf?v=3667116872303399239 | <style type="text/css" id="isPasted"><!--td {border: 1px solid #cccccc;}br {mso-data-placement:same-cell;}--></style><table border="1" cellpadding="0" cellspacing="0" dir="ltr" style="table-layout:fixed;font-size:10pt;font-family:Arial;border-collapse:collapse;border:none;"><tbody> <tr style="height:20px;"> <td style="overflow:hidden;padding:0px 3px 0px 3px;vertical-align:bottom;"></td> <td style="overflow:hidden;padding:0px 3px 0px 3px;vertical-align:bottom;"></td> <td style="overflow:hidden;padding:0px 3px 0px 3px;vertical-align:bottom;"></td> <td data-sheets-value='{"1":2,"2":"Ut-value"}' style="overflow:hidden;padding:0px 3px 0px 3px;vertical-align:bottom;font-weight:bold;text-align:center;">Ut-value</td> <td data-sheets-value='{"1":2,"2":"LT-value"}' style="overflow:hidden;padding:0px 3px 0px 3px;vertical-align:bottom;font-weight:bold;text-align:center;">LT-value</td> <td data-sheets-value='{"1":2,"2":"g-value"}' style="overflow:hidden;padding:0px 3px 0px 3px;vertical-align:bottom;font-weight:bold;text-align:center;">g-value</td> <td data-sheets-value='{"1":2,"2":"Rw-value "}' style="overflow:hidden;padding:0px 3px 0px 3px;vertical-align:bottom;font-weight:bold;text-align:center;">Rw-value </td> </tr> <tr style="height:20px;"> <td style="overflow:hidden;padding:0px 3px 0px 3px;vertical-align:bottom;"></td> <td style="overflow:hidden;padding:0px 3px 0px 3px;vertical-align:bottom;"></td> <td style="overflow:hidden;padding:0px 3px 0px 3px;vertical-align:bottom;"></td> <td data-sheets-numberformat='{"1":2,"2":"0.00","3":1}' data-sheets-value='{"1":2,"2":"EN 1873 : 2014"}' style="overflow:hidden;padding:0px 3px 0px 3px;vertical-align:bottom;text-align:center;">EN 1873 : 2014</td> <td data-sheets-numberformat='{"1":2,"2":"0","3":1}' data-sheets-value='{"1":2,"2":"EN ISO 13468 EN 16153 EN 410"}' style="overflow:hidden;padding:0px 3px 0px 3px;vertical-align:bottom;text-align:center;">EN ISO 13468 EN 16153 EN 410</td> <td data-sheets-numberformat='{"1":2,"2":"0","3":1}' data-sheets-value='{"1":2,"2":"EN 410"}' style="overflow:hidden;padding:0px 3px 0px 3px;vertical-align:bottom;text-align:center;">EN 410</td> <td data-sheets-value='{"1":2,"2":"EN ISO 140-3\t\t"}' style="overflow:hidden;padding:0px 3px 0px 3px;vertical-align:bottom;text-align:center;">EN ISO 140-3 </td> </tr> <tr style="height:20px;"> <td data-sheets-value='{"1":2,"2":"Material"}' style="border-bottom:1px solid #000000;overflow:hidden;padding:0px 3px 0px 3px;vertical-align:bottom;background-color:#000000;font-weight:bold;color:#ffffff;">Material</td> <td data-sheets-value='{"1":2,"2":"Walls"}' style="border-bottom:1px solid #000000;overflow:hidden;padding:0px 3px 0px 3px;vertical-align:bottom;background-color:#000000;font-weight:bold;color:#ffffff;">Walls</td> <td data-sheets-value='{"1":2,"2":"Shells"}' style="border-bottom:1px solid #000000;overflow:hidden;padding:0px 3px 0px 3px;vertical-align:bottom;background-color:#000000;font-weight:bold;color:#ffffff;">Shells</td> <td data-sheets-numberformat='{"1":2,"2":"0.00","3":1}' data-sheets-value='{"1":2,"2":"(W/m²K)\t"}' style="border-bottom:1px solid #000000;overflow:hidden;padding:0px 3px 0px 3px;vertical-align:bottom;background-color:#000000;font-weight:bold;color:#ffffff;text-align:center;">(W/m²K) </td> <td data-sheets-numberformat='{"1":2,"2":"0","3":1}' data-sheets-value='{"1":2,"2":"(%)"}' style="border-bottom:1px solid #000000;overflow:hidden;padding:0px 3px 0px 3px;vertical-align:bottom;background-color:#000000;font-weight:bold;color:#ffffff;text-align:center;">(%)</td> <td data-sheets-numberformat='{"1":2,"2":"0","3":1}' data-sheets-value='{"1":2,"2":"(%)"}' style="border-bottom:1px solid #000000;overflow:hidden;padding:0px 3px 0px 3px;vertical-align:bottom;background-color:#000000;font-weight:bold;color:#ffffff;text-align:center;">(%)</td> <td data-sheets-value='{"1":2,"2":"(dB)"}' style="border-bottom:1px solid #000000;overflow:hidden;padding:0px 3px 0px 3px;vertical-align:bottom;background-color:#000000;font-weight:bold;color:#ffffff;text-align:center;">(dB)</td> </tr> <tr style="height:20px;"> <td data-sheets-value='{"1":2,"2":"Acrylic"}' style="border-left:1px solid #000000;overflow:hidden;padding:0px 3px 0px 3px;vertical-align:bottom;">Acrylic</td> <td data-sheets-value='{"1":2,"2":"EW"}' style="overflow:hidden;padding:0px 3px 0px 3px;vertical-align:bottom;">EW</td> <td data-sheets-value='{"1":2,"2":"Clear (H)"}' style="overflow:hidden;padding:0px 3px 0px 3px;vertical-align:bottom;">Clear (H)</td> <td data-sheets-numberformat='{"1":2,"2":"0.00","3":1}' data-sheets-value='{"1":3,"3":1.19}' style="overflow:hidden;padding:0px 3px 0px 3px;vertical-align:bottom;text-align:center;">1.19</td> <td data-sheets-numberformat='{"1":2,"2":"0","3":1}' data-sheets-value='{"1":3,"3":36.9}' style="overflow:hidden;padding:0px 3px 0px 3px;vertical-align:bottom;text-align:center;">37</td> <td data-sheets-numberformat='{"1":2,"2":"0","3":1}' data-sheets-value='{"1":3,"3":57.42}' style="overflow:hidden;padding:0px 3px 0px 3px;vertical-align:bottom;text-align:center;">57</td> <td data-sheets-value='{"1":3,"3":24}' style="border-right:1px solid #000000;overflow:hidden;padding:0px 3px 0px 3px;vertical-align:bottom;text-align:center;">24</td> </tr> <tr style="height:20px;"> <td data-sheets-value='{"1":2,"2":"PMMA"}' style="border-left:1px solid #000000;overflow:hidden;padding:0px 3px 0px 3px;vertical-align:bottom;">PMMA</td> <td style="overflow:hidden;padding:0px 3px 0px 3px;vertical-align:bottom;"></td> <td data-sheets-value='{"1":2,"2":"Opal (O)"}' style="overflow:hidden;padding:0px 3px 0px 3px;vertical-align:bottom;">Opal (O)</td> <td data-sheets-numberformat='{"1":2,"2":"0.00","3":1}' data-sheets-value='{"1":3,"3":1.19}' style="overflow:hidden;padding:0px 3px 0px 3px;vertical-align:bottom;text-align:center;">1.19</td> <td data-sheets-numberformat='{"1":2,"2":"0","3":1}' data-sheets-value='{"1":3,"3":34.03}' style="overflow:hidden;padding:0px 3px 0px 3px;vertical-align:bottom;text-align:center;">34</td> <td data-sheets-numberformat='{"1":2,"2":"0","3":1}' data-sheets-value='{"1":3,"3":50.160000000000004}' style="overflow:hidden;padding:0px 3px 0px 3px;vertical-align:bottom;text-align:center;">50</td> <td data-sheets-value='{"1":3,"3":24}' style="border-right:1px solid #000000;overflow:hidden;padding:0px 3px 0px 3px;vertical-align:bottom;text-align:center;">24</td> </tr> <tr style="height:20px;"> <td style="border-left:1px solid #000000;overflow:hidden;padding:0px 3px 0px 3px;vertical-align:bottom;"></td> <td data-sheets-value='{"1":2,"2":"DW"}' style="overflow:hidden;padding:0px 3px 0px 3px;vertical-align:bottom;">DW</td> <td data-sheets-value='{"1":2,"2":"Clear (H/H)"}' style="overflow:hidden;padding:0px 3px 0px 3px;vertical-align:bottom;">Clear (H/H)</td> <td data-sheets-numberformat='{"1":2,"2":"0.00","3":1}' data-sheets-value='{"1":3,"3":0.98}' style="overflow:hidden;padding:0px 3px 0px 3px;vertical-align:bottom;text-align:center;">0.98</td> <td data-sheets-numberformat='{"1":2,"2":"0","3":1}' data-sheets-value='{"1":3,"3":33.21}' style="overflow:hidden;padding:0px 3px 0px 3px;vertical-align:bottom;text-align:center;">33</td> <td data-sheets-numberformat='{"1":2,"2":"0","3":1}' data-sheets-value='{"1":3,"3":49.5}' style="overflow:hidden;padding:0px 3px 0px 3px;vertical-align:bottom;text-align:center;">50</td> <td data-sheets-value='{"1":3,"3":26}' style="border-right:1px solid #000000;overflow:hidden;padding:0px 3px 0px 3px;vertical-align:bottom;text-align:center;">26</td> </tr> <tr style="height:20px;"> <td style="border-bottom:1px solid #000000;border-left:1px solid #000000;overflow:hidden;padding:0px 3px 0px 3px;vertical-align:bottom;"></td> <td style="border-bottom:1px solid #000000;overflow:hidden;padding:0px 3px 0px 3px;vertical-align:bottom;"></td> <td data-sheets-value='{"1":2,"2":"Opal (O/O)"}' style="border-bottom:1px solid #000000;overflow:hidden;padding:0px 3px 0px 3px;vertical-align:bottom;">Opal (O/O)</td> <td data-sheets-numberformat='{"1":2,"2":"0.00","3":1}' data-sheets-value='{"1":3,"3":0.98}' style="border-bottom:1px solid #000000;overflow:hidden;padding:0px 3px 0px 3px;vertical-align:bottom;text-align:center;">0.98</td> <td data-sheets-numberformat='{"1":2,"2":"0","3":1}' data-sheets-value='{"1":3,"3":28.29}' style="border-bottom:1px solid #000000;overflow:hidden;padding:0px 3px 0px 3px;vertical-align:bottom;text-align:center;">28</td> <td data-sheets-numberformat='{"1":2,"2":"0","3":1}' data-sheets-value='{"1":3,"3":38.28}' style="border-bottom:1px solid #000000;overflow:hidden;padding:0px 3px 0px 3px;vertical-align:bottom;text-align:center;">38</td> <td data-sheets-value='{"1":3,"3":26}' style="border-right:1px solid #000000;border-bottom:1px solid #000000;overflow:hidden;padding:0px 3px 0px 3px;vertical-align:bottom;text-align:center;">26</td> </tr> <tr style="height:20px;"> <td data-sheets-value='{"1":2,"2":"Polycarbonate "}' style="border-left:1px solid #000000;overflow:hidden;padding:0px 3px 0px 3px;vertical-align:bottom;">Polycarbonate </td> <td data-sheets-value='{"1":2,"2":"EW"}' style="overflow:hidden;padding:0px 3px 0px 3px;vertical-align:bottom;">EW</td> <td data-sheets-value='{"1":2,"2":"Clear (A)"}' style="overflow:hidden;padding:0px 3px 0px 3px;vertical-align:bottom;">Clear (A)</td> <td data-sheets-numberformat='{"1":2,"2":"0.00","3":1}' data-sheets-value='{"1":3,"3":1.19}' style="overflow:hidden;padding:0px 3px 0px 3px;vertical-align:bottom;text-align:center;">1.19</td> <td data-sheets-numberformat='{"1":2,"2":"0","3":1}' data-sheets-value='{"1":3,"3":36.08}' style="overflow:hidden;padding:0px 3px 0px 3px;vertical-align:bottom;text-align:center;">36</td> <td data-sheets-numberformat='{"1":2,"2":"0","3":1}' data-sheets-value='{"1":3,"3":54.78}' style="overflow:hidden;padding:0px 3px 0px 3px;vertical-align:bottom;text-align:center;">55</td> <td data-sheets-value='{"1":3,"3":24}' style="border-right:1px solid #000000;overflow:hidden;padding:0px 3px 0px 3px;vertical-align:bottom;text-align:center;">24</td> </tr> <tr style="height:20px;"> <td data-sheets-value='{"1":2,"2":"PC"}' style="border-left:1px solid #000000;overflow:hidden;padding:0px 3px 0px 3px;vertical-align:bottom;">PC</td> <td style="overflow:hidden;padding:0px 3px 0px 3px;vertical-align:bottom;"></td> <td data-sheets-value='{"1":2,"2":"Opal (D)"}' style="overflow:hidden;padding:0px 3px 0px 3px;vertical-align:bottom;">Opal (D)</td> <td data-sheets-numberformat='{"1":2,"2":"0.00","3":1}' data-sheets-value='{"1":3,"3":1.19}' style="overflow:hidden;padding:0px 3px 0px 3px;vertical-align:bottom;text-align:center;">1.19</td> <td data-sheets-numberformat='{"1":2,"2":"0","3":1}' data-sheets-value='{"1":3,"3":23.779999999999998}' style="overflow:hidden;padding:0px 3px 0px 3px;vertical-align:bottom;text-align:center;">24</td> <td data-sheets-numberformat='{"1":2,"2":"0","3":1}' data-sheets-value='{"1":3,"3":39.6}' style="overflow:hidden;padding:0px 3px 0px 3px;vertical-align:bottom;text-align:center;">40</td> <td data-sheets-value='{"1":3,"3":24}' style="border-right:1px solid #000000;overflow:hidden;padding:0px 3px 0px 3px;vertical-align:bottom;text-align:center;">24</td> </tr> <tr style="height:20px;"> <td style="border-left:1px solid #000000;overflow:hidden;padding:0px 3px 0px 3px;vertical-align:bottom;"></td> <td data-sheets-value='{"1":2,"2":"DW"}' style="overflow:hidden;padding:0px 3px 0px 3px;vertical-align:bottom;">DW</td> <td data-sheets-value='{"1":2,"2":"Clear (A/H)"}' style="overflow:hidden;padding:0px 3px 0px 3px;vertical-align:bottom;">Clear (A/H)</td> <td data-sheets-numberformat='{"1":2,"2":"0.00","3":1}' data-sheets-value='{"1":3,"3":0.98}' style="overflow:hidden;padding:0px 3px 0px 3px;vertical-align:bottom;text-align:center;">0.98</td> <td data-sheets-numberformat='{"1":2,"2":"0","3":1}' data-sheets-value='{"1":3,"3":32.39}' style="overflow:hidden;padding:0px 3px 0px 3px;vertical-align:bottom;text-align:center;">32</td> <td data-sheets-numberformat='{"1":2,"2":"0","3":1}' data-sheets-value='{"1":3,"3":47.52}' style="overflow:hidden;padding:0px 3px 0px 3px;vertical-align:bottom;text-align:center;">48</td> <td data-sheets-value='{"1":3,"3":26}' style="border-right:1px solid #000000;overflow:hidden;padding:0px 3px 0px 3px;vertical-align:bottom;text-align:center;">26</td> </tr> <tr style="height:20px;"> <td style="border-left:1px solid #000000;overflow:hidden;padding:0px 3px 0px 3px;vertical-align:bottom;"></td> <td style="overflow:hidden;padding:0px 3px 0px 3px;vertical-align:bottom;"></td> <td data-sheets-value='{"1":2,"2":"Clear (A/A)"}' style="overflow:hidden;padding:0px 3px 0px 3px;vertical-align:bottom;">Clear (A/A)</td> <td data-sheets-numberformat='{"1":2,"2":"0.00","3":1}' data-sheets-value='{"1":3,"3":0.98}' style="overflow:hidden;padding:0px 3px 0px 3px;vertical-align:bottom;text-align:center;">0.98</td> <td data-sheets-numberformat='{"1":2,"2":"0","3":1}' data-sheets-value='{"1":3,"3":31.569999999999997}' style="overflow:hidden;padding:0px 3px 0px 3px;vertical-align:bottom;text-align:center;">32</td> <td data-sheets-numberformat='{"1":2,"2":"0","3":1}' data-sheets-value='{"1":3,"3":45.54}' style="overflow:hidden;padding:0px 3px 0px 3px;vertical-align:bottom;text-align:center;">46</td> <td data-sheets-value='{"1":3,"3":26}' style="border-right:1px solid #000000;overflow:hidden;padding:0px 3px 0px 3px;vertical-align:bottom;text-align:center;">26</td> </tr> <tr style="height:20px;"> <td style="border-left:1px solid #000000;overflow:hidden;padding:0px 3px 0px 3px;vertical-align:bottom;"></td> <td style="overflow:hidden;padding:0px 3px 0px 3px;vertical-align:bottom;"></td> <td data-sheets-value='{"1":2,"2":"Opal (A/O)"}' style="overflow:hidden;padding:0px 3px 0px 3px;vertical-align:bottom;">Opal (A/O)</td> <td data-sheets-numberformat='{"1":2,"2":"0.00","3":1}' data-sheets-value='{"1":3,"3":0.98}' style="overflow:hidden;padding:0px 3px 0px 3px;vertical-align:bottom;text-align:center;">0.98</td> <td data-sheets-numberformat='{"1":2,"2":"0","3":1}' data-sheets-value='{"1":3,"3":29.93}' style="overflow:hidden;padding:0px 3px 0px 3px;vertical-align:bottom;text-align:center;">30</td> <td data-sheets-numberformat='{"1":2,"2":"0","3":1}' data-sheets-value='{"1":3,"3":41.580000000000005}' style="overflow:hidden;padding:0px 3px 0px 3px;vertical-align:bottom;text-align:center;">42</td> <td data-sheets-value='{"1":3,"3":26}' style="border-right:1px solid #000000;overflow:hidden;padding:0px 3px 0px 3px;vertical-align:bottom;text-align:center;">26</td> </tr> <tr style="height:20px;"> <td style="border-bottom:1px solid #000000;border-left:1px solid #000000;overflow:hidden;padding:0px 3px 0px 3px;vertical-align:bottom;"></td> <td style="border-bottom:1px solid #000000;overflow:hidden;padding:0px 3px 0px 3px;vertical-align:bottom;"></td> <td data-sheets-value='{"1":2,"2":"Opal (A/D)"}' style="border-bottom:1px solid #000000;overflow:hidden;padding:0px 3px 0px 3px;vertical-align:bottom;">Opal (A/D)</td> <td data-sheets-numberformat='{"1":2,"2":"0.00","3":1}' data-sheets-value='{"1":3,"3":0.98}' style="border-bottom:1px solid #000000;overflow:hidden;padding:0px 3px 0px 3px;vertical-align:bottom;text-align:center;">0.98</td> <td data-sheets-numberformat='{"1":2,"2":"0","3":1}' data-sheets-value='{"1":3,"3":20.91}' style="border-bottom:1px solid #000000;overflow:hidden;padding:0px 3px 0px 3px;vertical-align:bottom;text-align:center;">21</td> <td data-sheets-numberformat='{"1":2,"2":"0","3":1}' data-sheets-value='{"1":3,"3":33}' style="border-bottom:1px solid #000000;overflow:hidden;padding:0px 3px 0px 3px;vertical-align:bottom;text-align:center;">33</td> <td data-sheets-value='{"1":3,"3":26}' style="border-right:1px solid #000000;border-bottom:1px solid #000000;overflow:hidden;padding:0px 3px 0px 3px;vertical-align:bottom;text-align:center;">26</td> </tr> <tr style="height:20px;"> <td data-sheets-value='{"1":2,"2":"Polycarbonate"}' style="border-left:1px solid #000000;overflow:hidden;padding:0px 3px 0px 3px;vertical-align:bottom;">Polycarbonate</td> <td data-sheets-value='{"1":2,"2":"EW"}' style="overflow:hidden;padding:0px 3px 0px 3px;vertical-align:bottom;">EW</td> <td data-sheets-value='{"1":2,"2":"Heatstop Opal (T)"}' style="overflow:hidden;padding:0px 3px 0px 3px;vertical-align:bottom;">Heatstop Opal (T)</td> <td data-sheets-numberformat='{"1":2,"2":"0.00","3":1}' data-sheets-value='{"1":3,"3":1.19}' style="overflow:hidden;padding:0px 3px 0px 3px;vertical-align:bottom;text-align:center;">1.19</td> <td data-sheets-numberformat='{"1":2,"2":"0","3":1}' data-sheets-value='{"1":3,"3":20.09}' style="overflow:hidden;padding:0px 3px 0px 3px;vertical-align:bottom;text-align:center;">20</td> <td data-sheets-numberformat='{"1":2,"2":"0","3":1}' data-sheets-value='{"1":3,"3":38.940000000000005}' style="overflow:hidden;padding:0px 3px 0px 3px;vertical-align:bottom;text-align:center;">39</td> <td data-sheets-value='{"1":3,"3":24}' style="border-right:1px solid #000000;overflow:hidden;padding:0px 3px 0px 3px;vertical-align:bottom;text-align:center;">24</td> </tr> <tr style="height:20px;"> <td data-sheets-value='{"1":2,"2":"Heatstop PC"}' style="border-left:1px solid #000000;overflow:hidden;padding:0px 3px 0px 3px;vertical-align:bottom;">Heatstop PC</td> <td data-sheets-value='{"1":2,"2":"DW"}' style="overflow:hidden;padding:0px 3px 0px 3px;vertical-align:bottom;">DW</td> <td data-sheets-value='{"1":2,"2":"Clear (T/H)"}' style="overflow:hidden;padding:0px 3px 0px 3px;vertical-align:bottom;">Clear (T/H)</td> <td data-sheets-numberformat='{"1":2,"2":"0.00","3":1}' data-sheets-value='{"1":3,"3":0.98}' style="overflow:hidden;padding:0px 3px 0px 3px;vertical-align:bottom;text-align:center;">0.98</td> <td data-sheets-numberformat='{"1":2,"2":"0","3":1}' data-sheets-value='{"1":3,"3":18.04}' style="overflow:hidden;padding:0px 3px 0px 3px;vertical-align:bottom;text-align:center;">18</td> <td data-sheets-numberformat='{"1":2,"2":"0","3":1}' data-sheets-value='{"1":3,"3":33.660000000000004}' style="overflow:hidden;padding:0px 3px 0px 3px;vertical-align:bottom;text-align:center;">34</td> <td data-sheets-value='{"1":3,"3":26}' style="border-right:1px solid #000000;overflow:hidden;padding:0px 3px 0px 3px;vertical-align:bottom;text-align:center;">26</td> </tr> <tr style="height:20px;"> <td style="border-bottom:1px solid #000000;border-left:1px solid #000000;overflow:hidden;padding:0px 3px 0px 3px;vertical-align:bottom;"></td> <td style="border-bottom:1px solid #000000;overflow:hidden;padding:0px 3px 0px 3px;vertical-align:bottom;"></td> <td data-sheets-value='{"1":2,"2":"Opal (T/O)"}' style="border-bottom:1px solid #000000;overflow:hidden;padding:0px 3px 0px 3px;vertical-align:bottom;">Opal (T/O)</td> <td data-sheets-numberformat='{"1":2,"2":"0.00","3":1}' data-sheets-value='{"1":3,"3":0.98}' style="border-bottom:1px solid #000000;overflow:hidden;padding:0px 3px 0px 3px;vertical-align:bottom;text-align:center;">0.98</td> <td data-sheets-numberformat='{"1":2,"2":"0","3":1}' data-sheets-value='{"1":3,"3":16.81}' style="border-bottom:1px solid #000000;overflow:hidden;padding:0px 3px 0px 3px;vertical-align:bottom;text-align:center;">17</td> <td data-sheets-numberformat='{"1":2,"2":"0","3":1}' data-sheets-value='{"1":3,"3":29.700000000000003}' style="border-bottom:1px solid #000000;overflow:hidden;padding:0px 3px 0px 3px;vertical-align:bottom;text-align:center;">30</td> <td data-sheets-value='{"1":3,"3":26}' style="border-right:1px solid #000000;border-bottom:1px solid #000000;overflow:hidden;padding:0px 3px 0px 3px;vertical-align:bottom;text-align:center;">26</td> </tr> </tbody></table> | skylux-160-ce-met-koepel-en-polyester-opstand-30-20-met-lm-motor-pvc-raam-type-ep25-en-windvang-1300-x-2800-mm | 8586013475149 | 46872312414541
Smoke and heat exhaust (SHEV) | SHE system | Skylux | Skylux 160° CE with skylight and polyester curb 30/20 with double LM-actuator, PVC frame type EP25 and spoiler 1600 x 2200 mm |  | 50764 | 5412970507642 | 10153.15 | Yes | 30-45 | 154.03 | 1600 x 2200 mm | 2200 | 1600 |  | polyester 30/20 (30 cm high & roof opening = 20 cm larger than daylight size) | Rectangular | 1.19 W/m²K - 0.98 W/m²K | 57% - 30% | 37% - 17% | 24dB - 26dB | 160° CE (for industry) | PVC frame EP25 | with spoiler | E | Double actuator | Maximum double-walled skylight possible for this product | Ut-value LT-value g-value Rw-value EN 1873 : 2014 EN ISO 13468 EN 16153 EN 410 EN 410 EN ISO 140-3 Material Walls Shells (W/m²K) (%) (%) (dB) Acrylic EW Clear (H) 1.19 37 57 24 PMMA Opal (O) 1.19 34 50 24 DW Clear (H/H) 0.98 33 50 26 Opal (O/O) 0.98 28 38 26 Polycarbonate EW Clear (A) 1.19 36 55 24 PC Opal (D) 1.19 24 40 24 DW Clear (A/H) 0.98 32 48 26 Clear (A/A) 0.98 32 46 26 Opal (A/O) 0.98 30 42 26 Opal (A/D) 0.98 21 33 26 Polycarbonate EW Heatstop Opal (T) 1.19 20 39 24 Heatstop PC DW Clear (T/H) 0.98 18 34 26 Opal (T/O) 0.98 17 30 26 | https://skylux.eu/en/products/skylux-160-ce-met-koepel-en-polyester-opstand-30-20-met-lm-motor-pvc-raam-type-ep25-en-windvang-1600-x-2200-mm | https://skylux.eu/cdn/shop/files/Skylux-160deg-CE-met-koepel-en-polyester-opstand-3020-met-dubbele-LM-motor-pvc-raam-type-EP25-en-windvang-1600-x-2200-mm-RWA-systeem.jpg?v=1702978265&width=1600 | https://skylux.eu/cdn/shop/files/e5a82811-1bb0-48e4-a776-cacb59c7c092_f501314f-8f9b-4994-b02f-f8a1b1c6ee4f.jpg?v=1688550593&width=1600 | //skylux.eu/cdn/shop/files/E_MH_Mounting_instructions_Skylux_160_CE_LM.pdf?v=12406716259046007223 | //skylux.eu/cdn/shop/files/E_TD_Technical_File_Skylux_Skylux_160_CE_Electric.pdf?v=3667116872303399239 | <style type="text/css" id="isPasted"><!--td {border: 1px solid #cccccc;}br {mso-data-placement:same-cell;}--></style><table border="1" cellpadding="0" cellspacing="0" dir="ltr" style="table-layout:fixed;font-size:10pt;font-family:Arial;border-collapse:collapse;border:none;"><tbody> <tr style="height:20px;"> <td style="overflow:hidden;padding:0px 3px 0px 3px;vertical-align:bottom;"></td> <td style="overflow:hidden;padding:0px 3px 0px 3px;vertical-align:bottom;"></td> <td style="overflow:hidden;padding:0px 3px 0px 3px;vertical-align:bottom;"></td> <td data-sheets-value='{"1":2,"2":"Ut-value"}' style="overflow:hidden;padding:0px 3px 0px 3px;vertical-align:bottom;font-weight:bold;text-align:center;">Ut-value</td> <td data-sheets-value='{"1":2,"2":"LT-value"}' style="overflow:hidden;padding:0px 3px 0px 3px;vertical-align:bottom;font-weight:bold;text-align:center;">LT-value</td> <td data-sheets-value='{"1":2,"2":"g-value"}' style="overflow:hidden;padding:0px 3px 0px 3px;vertical-align:bottom;font-weight:bold;text-align:center;">g-value</td> <td data-sheets-value='{"1":2,"2":"Rw-value "}' style="overflow:hidden;padding:0px 3px 0px 3px;vertical-align:bottom;font-weight:bold;text-align:center;">Rw-value </td> </tr> <tr style="height:20px;"> <td style="overflow:hidden;padding:0px 3px 0px 3px;vertical-align:bottom;"></td> <td style="overflow:hidden;padding:0px 3px 0px 3px;vertical-align:bottom;"></td> <td style="overflow:hidden;padding:0px 3px 0px 3px;vertical-align:bottom;"></td> <td data-sheets-numberformat='{"1":2,"2":"0.00","3":1}' data-sheets-value='{"1":2,"2":"EN 1873 : 2014"}' style="overflow:hidden;padding:0px 3px 0px 3px;vertical-align:bottom;text-align:center;">EN 1873 : 2014</td> <td data-sheets-numberformat='{"1":2,"2":"0","3":1}' data-sheets-value='{"1":2,"2":"EN ISO 13468 EN 16153 EN 410"}' style="overflow:hidden;padding:0px 3px 0px 3px;vertical-align:bottom;text-align:center;">EN ISO 13468 EN 16153 EN 410</td> <td data-sheets-numberformat='{"1":2,"2":"0","3":1}' data-sheets-value='{"1":2,"2":"EN 410"}' style="overflow:hidden;padding:0px 3px 0px 3px;vertical-align:bottom;text-align:center;">EN 410</td> <td data-sheets-value='{"1":2,"2":"EN ISO 140-3\t\t"}' style="overflow:hidden;padding:0px 3px 0px 3px;vertical-align:bottom;text-align:center;">EN ISO 140-3 </td> </tr> <tr style="height:20px;"> <td data-sheets-value='{"1":2,"2":"Material"}' style="border-bottom:1px solid #000000;overflow:hidden;padding:0px 3px 0px 3px;vertical-align:bottom;background-color:#000000;font-weight:bold;color:#ffffff;">Material</td> <td data-sheets-value='{"1":2,"2":"Walls"}' style="border-bottom:1px solid #000000;overflow:hidden;padding:0px 3px 0px 3px;vertical-align:bottom;background-color:#000000;font-weight:bold;color:#ffffff;">Walls</td> <td data-sheets-value='{"1":2,"2":"Shells"}' style="border-bottom:1px solid #000000;overflow:hidden;padding:0px 3px 0px 3px;vertical-align:bottom;background-color:#000000;font-weight:bold;color:#ffffff;">Shells</td> <td data-sheets-numberformat='{"1":2,"2":"0.00","3":1}' data-sheets-value='{"1":2,"2":"(W/m²K)\t"}' style="border-bottom:1px solid #000000;overflow:hidden;padding:0px 3px 0px 3px;vertical-align:bottom;background-color:#000000;font-weight:bold;color:#ffffff;text-align:center;">(W/m²K) </td> <td data-sheets-numberformat='{"1":2,"2":"0","3":1}' data-sheets-value='{"1":2,"2":"(%)"}' style="border-bottom:1px solid #000000;overflow:hidden;padding:0px 3px 0px 3px;vertical-align:bottom;background-color:#000000;font-weight:bold;color:#ffffff;text-align:center;">(%)</td> <td data-sheets-numberformat='{"1":2,"2":"0","3":1}' data-sheets-value='{"1":2,"2":"(%)"}' style="border-bottom:1px solid #000000;overflow:hidden;padding:0px 3px 0px 3px;vertical-align:bottom;background-color:#000000;font-weight:bold;color:#ffffff;text-align:center;">(%)</td> <td data-sheets-value='{"1":2,"2":"(dB)"}' style="border-bottom:1px solid #000000;overflow:hidden;padding:0px 3px 0px 3px;vertical-align:bottom;background-color:#000000;font-weight:bold;color:#ffffff;text-align:center;">(dB)</td> </tr> <tr style="height:20px;"> <td data-sheets-value='{"1":2,"2":"Acrylic"}' style="border-left:1px solid #000000;overflow:hidden;padding:0px 3px 0px 3px;vertical-align:bottom;">Acrylic</td> <td data-sheets-value='{"1":2,"2":"EW"}' style="overflow:hidden;padding:0px 3px 0px 3px;vertical-align:bottom;">EW</td> <td data-sheets-value='{"1":2,"2":"Clear (H)"}' style="overflow:hidden;padding:0px 3px 0px 3px;vertical-align:bottom;">Clear (H)</td> <td data-sheets-numberformat='{"1":2,"2":"0.00","3":1}' data-sheets-value='{"1":3,"3":1.19}' style="overflow:hidden;padding:0px 3px 0px 3px;vertical-align:bottom;text-align:center;">1.19</td> <td data-sheets-numberformat='{"1":2,"2":"0","3":1}' data-sheets-value='{"1":3,"3":36.9}' style="overflow:hidden;padding:0px 3px 0px 3px;vertical-align:bottom;text-align:center;">37</td> <td data-sheets-numberformat='{"1":2,"2":"0","3":1}' data-sheets-value='{"1":3,"3":57.42}' style="overflow:hidden;padding:0px 3px 0px 3px;vertical-align:bottom;text-align:center;">57</td> <td data-sheets-value='{"1":3,"3":24}' style="border-right:1px solid #000000;overflow:hidden;padding:0px 3px 0px 3px;vertical-align:bottom;text-align:center;">24</td> </tr> <tr style="height:20px;"> <td data-sheets-value='{"1":2,"2":"PMMA"}' style="border-left:1px solid #000000;overflow:hidden;padding:0px 3px 0px 3px;vertical-align:bottom;">PMMA</td> <td style="overflow:hidden;padding:0px 3px 0px 3px;vertical-align:bottom;"></td> <td data-sheets-value='{"1":2,"2":"Opal (O)"}' style="overflow:hidden;padding:0px 3px 0px 3px;vertical-align:bottom;">Opal (O)</td> <td data-sheets-numberformat='{"1":2,"2":"0.00","3":1}' data-sheets-value='{"1":3,"3":1.19}' style="overflow:hidden;padding:0px 3px 0px 3px;vertical-align:bottom;text-align:center;">1.19</td> <td data-sheets-numberformat='{"1":2,"2":"0","3":1}' data-sheets-value='{"1":3,"3":34.03}' style="overflow:hidden;padding:0px 3px 0px 3px;vertical-align:bottom;text-align:center;">34</td> <td data-sheets-numberformat='{"1":2,"2":"0","3":1}' data-sheets-value='{"1":3,"3":50.160000000000004}' style="overflow:hidden;padding:0px 3px 0px 3px;vertical-align:bottom;text-align:center;">50</td> <td data-sheets-value='{"1":3,"3":24}' style="border-right:1px solid #000000;overflow:hidden;padding:0px 3px 0px 3px;vertical-align:bottom;text-align:center;">24</td> </tr> <tr style="height:20px;"> <td style="border-left:1px solid #000000;overflow:hidden;padding:0px 3px 0px 3px;vertical-align:bottom;"></td> <td data-sheets-value='{"1":2,"2":"DW"}' style="overflow:hidden;padding:0px 3px 0px 3px;vertical-align:bottom;">DW</td> <td data-sheets-value='{"1":2,"2":"Clear (H/H)"}' style="overflow:hidden;padding:0px 3px 0px 3px;vertical-align:bottom;">Clear (H/H)</td> <td data-sheets-numberformat='{"1":2,"2":"0.00","3":1}' data-sheets-value='{"1":3,"3":0.98}' style="overflow:hidden;padding:0px 3px 0px 3px;vertical-align:bottom;text-align:center;">0.98</td> <td data-sheets-numberformat='{"1":2,"2":"0","3":1}' data-sheets-value='{"1":3,"3":33.21}' style="overflow:hidden;padding:0px 3px 0px 3px;vertical-align:bottom;text-align:center;">33</td> <td data-sheets-numberformat='{"1":2,"2":"0","3":1}' data-sheets-value='{"1":3,"3":49.5}' style="overflow:hidden;padding:0px 3px 0px 3px;vertical-align:bottom;text-align:center;">50</td> <td data-sheets-value='{"1":3,"3":26}' style="border-right:1px solid #000000;overflow:hidden;padding:0px 3px 0px 3px;vertical-align:bottom;text-align:center;">26</td> </tr> <tr style="height:20px;"> <td style="border-bottom:1px solid #000000;border-left:1px solid #000000;overflow:hidden;padding:0px 3px 0px 3px;vertical-align:bottom;"></td> <td style="border-bottom:1px solid #000000;overflow:hidden;padding:0px 3px 0px 3px;vertical-align:bottom;"></td> <td data-sheets-value='{"1":2,"2":"Opal (O/O)"}' style="border-bottom:1px solid #000000;overflow:hidden;padding:0px 3px 0px 3px;vertical-align:bottom;">Opal (O/O)</td> <td data-sheets-numberformat='{"1":2,"2":"0.00","3":1}' data-sheets-value='{"1":3,"3":0.98}' style="border-bottom:1px solid #000000;overflow:hidden;padding:0px 3px 0px 3px;vertical-align:bottom;text-align:center;">0.98</td> <td data-sheets-numberformat='{"1":2,"2":"0","3":1}' data-sheets-value='{"1":3,"3":28.29}' style="border-bottom:1px solid #000000;overflow:hidden;padding:0px 3px 0px 3px;vertical-align:bottom;text-align:center;">28</td> <td data-sheets-numberformat='{"1":2,"2":"0","3":1}' data-sheets-value='{"1":3,"3":38.28}' style="border-bottom:1px solid #000000;overflow:hidden;padding:0px 3px 0px 3px;vertical-align:bottom;text-align:center;">38</td> <td data-sheets-value='{"1":3,"3":26}' style="border-right:1px solid #000000;border-bottom:1px solid #000000;overflow:hidden;padding:0px 3px 0px 3px;vertical-align:bottom;text-align:center;">26</td> </tr> <tr style="height:20px;"> <td data-sheets-value='{"1":2,"2":"Polycarbonate "}' style="border-left:1px solid #000000;overflow:hidden;padding:0px 3px 0px 3px;vertical-align:bottom;">Polycarbonate </td> <td data-sheets-value='{"1":2,"2":"EW"}' style="overflow:hidden;padding:0px 3px 0px 3px;vertical-align:bottom;">EW</td> <td data-sheets-value='{"1":2,"2":"Clear (A)"}' style="overflow:hidden;padding:0px 3px 0px 3px;vertical-align:bottom;">Clear (A)</td> <td data-sheets-numberformat='{"1":2,"2":"0.00","3":1}' data-sheets-value='{"1":3,"3":1.19}' style="overflow:hidden;padding:0px 3px 0px 3px;vertical-align:bottom;text-align:center;">1.19</td> <td data-sheets-numberformat='{"1":2,"2":"0","3":1}' data-sheets-value='{"1":3,"3":36.08}' style="overflow:hidden;padding:0px 3px 0px 3px;vertical-align:bottom;text-align:center;">36</td> <td data-sheets-numberformat='{"1":2,"2":"0","3":1}' data-sheets-value='{"1":3,"3":54.78}' style="overflow:hidden;padding:0px 3px 0px 3px;vertical-align:bottom;text-align:center;">55</td> <td data-sheets-value='{"1":3,"3":24}' style="border-right:1px solid #000000;overflow:hidden;padding:0px 3px 0px 3px;vertical-align:bottom;text-align:center;">24</td> </tr> <tr style="height:20px;"> <td data-sheets-value='{"1":2,"2":"PC"}' style="border-left:1px solid #000000;overflow:hidden;padding:0px 3px 0px 3px;vertical-align:bottom;">PC</td> <td style="overflow:hidden;padding:0px 3px 0px 3px;vertical-align:bottom;"></td> <td data-sheets-value='{"1":2,"2":"Opal (D)"}' style="overflow:hidden;padding:0px 3px 0px 3px;vertical-align:bottom;">Opal (D)</td> <td data-sheets-numberformat='{"1":2,"2":"0.00","3":1}' data-sheets-value='{"1":3,"3":1.19}' style="overflow:hidden;padding:0px 3px 0px 3px;vertical-align:bottom;text-align:center;">1.19</td> <td data-sheets-numberformat='{"1":2,"2":"0","3":1}' data-sheets-value='{"1":3,"3":23.779999999999998}' style="overflow:hidden;padding:0px 3px 0px 3px;vertical-align:bottom;text-align:center;">24</td> <td data-sheets-numberformat='{"1":2,"2":"0","3":1}' data-sheets-value='{"1":3,"3":39.6}' style="overflow:hidden;padding:0px 3px 0px 3px;vertical-align:bottom;text-align:center;">40</td> <td data-sheets-value='{"1":3,"3":24}' style="border-right:1px solid #000000;overflow:hidden;padding:0px 3px 0px 3px;vertical-align:bottom;text-align:center;">24</td> </tr> <tr style="height:20px;"> <td style="border-left:1px solid #000000;overflow:hidden;padding:0px 3px 0px 3px;vertical-align:bottom;"></td> <td data-sheets-value='{"1":2,"2":"DW"}' style="overflow:hidden;padding:0px 3px 0px 3px;vertical-align:bottom;">DW</td> <td data-sheets-value='{"1":2,"2":"Clear (A/H)"}' style="overflow:hidden;padding:0px 3px 0px 3px;vertical-align:bottom;">Clear (A/H)</td> <td data-sheets-numberformat='{"1":2,"2":"0.00","3":1}' data-sheets-value='{"1":3,"3":0.98}' style="overflow:hidden;padding:0px 3px 0px 3px;vertical-align:bottom;text-align:center;">0.98</td> <td data-sheets-numberformat='{"1":2,"2":"0","3":1}' data-sheets-value='{"1":3,"3":32.39}' style="overflow:hidden;padding:0px 3px 0px 3px;vertical-align:bottom;text-align:center;">32</td> <td data-sheets-numberformat='{"1":2,"2":"0","3":1}' data-sheets-value='{"1":3,"3":47.52}' style="overflow:hidden;padding:0px 3px 0px 3px;vertical-align:bottom;text-align:center;">48</td> <td data-sheets-value='{"1":3,"3":26}' style="border-right:1px solid #000000;overflow:hidden;padding:0px 3px 0px 3px;vertical-align:bottom;text-align:center;">26</td> </tr> <tr style="height:20px;"> <td style="border-left:1px solid #000000;overflow:hidden;padding:0px 3px 0px 3px;vertical-align:bottom;"></td> <td style="overflow:hidden;padding:0px 3px 0px 3px;vertical-align:bottom;"></td> <td data-sheets-value='{"1":2,"2":"Clear (A/A)"}' style="overflow:hidden;padding:0px 3px 0px 3px;vertical-align:bottom;">Clear (A/A)</td> <td data-sheets-numberformat='{"1":2,"2":"0.00","3":1}' data-sheets-value='{"1":3,"3":0.98}' style="overflow:hidden;padding:0px 3px 0px 3px;vertical-align:bottom;text-align:center;">0.98</td> <td data-sheets-numberformat='{"1":2,"2":"0","3":1}' data-sheets-value='{"1":3,"3":31.569999999999997}' style="overflow:hidden;padding:0px 3px 0px 3px;vertical-align:bottom;text-align:center;">32</td> <td data-sheets-numberformat='{"1":2,"2":"0","3":1}' data-sheets-value='{"1":3,"3":45.54}' style="overflow:hidden;padding:0px 3px 0px 3px;vertical-align:bottom;text-align:center;">46</td> <td data-sheets-value='{"1":3,"3":26}' style="border-right:1px solid #000000;overflow:hidden;padding:0px 3px 0px 3px;vertical-align:bottom;text-align:center;">26</td> </tr> <tr style="height:20px;"> <td style="border-left:1px solid #000000;overflow:hidden;padding:0px 3px 0px 3px;vertical-align:bottom;"></td> <td style="overflow:hidden;padding:0px 3px 0px 3px;vertical-align:bottom;"></td> <td data-sheets-value='{"1":2,"2":"Opal (A/O)"}' style="overflow:hidden;padding:0px 3px 0px 3px;vertical-align:bottom;">Opal (A/O)</td> <td data-sheets-numberformat='{"1":2,"2":"0.00","3":1}' data-sheets-value='{"1":3,"3":0.98}' style="overflow:hidden;padding:0px 3px 0px 3px;vertical-align:bottom;text-align:center;">0.98</td> <td data-sheets-numberformat='{"1":2,"2":"0","3":1}' data-sheets-value='{"1":3,"3":29.93}' style="overflow:hidden;padding:0px 3px 0px 3px;vertical-align:bottom;text-align:center;">30</td> <td data-sheets-numberformat='{"1":2,"2":"0","3":1}' data-sheets-value='{"1":3,"3":41.580000000000005}' style="overflow:hidden;padding:0px 3px 0px 3px;vertical-align:bottom;text-align:center;">42</td> <td data-sheets-value='{"1":3,"3":26}' style="border-right:1px solid #000000;overflow:hidden;padding:0px 3px 0px 3px;vertical-align:bottom;text-align:center;">26</td> </tr> <tr style="height:20px;"> <td style="border-bottom:1px solid #000000;border-left:1px solid #000000;overflow:hidden;padding:0px 3px 0px 3px;vertical-align:bottom;"></td> <td style="border-bottom:1px solid #000000;overflow:hidden;padding:0px 3px 0px 3px;vertical-align:bottom;"></td> <td data-sheets-value='{"1":2,"2":"Opal (A/D)"}' style="border-bottom:1px solid #000000;overflow:hidden;padding:0px 3px 0px 3px;vertical-align:bottom;">Opal (A/D)</td> <td data-sheets-numberformat='{"1":2,"2":"0.00","3":1}' data-sheets-value='{"1":3,"3":0.98}' style="border-bottom:1px solid #000000;overflow:hidden;padding:0px 3px 0px 3px;vertical-align:bottom;text-align:center;">0.98</td> <td data-sheets-numberformat='{"1":2,"2":"0","3":1}' data-sheets-value='{"1":3,"3":20.91}' style="border-bottom:1px solid #000000;overflow:hidden;padding:0px 3px 0px 3px;vertical-align:bottom;text-align:center;">21</td> <td data-sheets-numberformat='{"1":2,"2":"0","3":1}' data-sheets-value='{"1":3,"3":33}' style="border-bottom:1px solid #000000;overflow:hidden;padding:0px 3px 0px 3px;vertical-align:bottom;text-align:center;">33</td> <td data-sheets-value='{"1":3,"3":26}' style="border-right:1px solid #000000;border-bottom:1px solid #000000;overflow:hidden;padding:0px 3px 0px 3px;vertical-align:bottom;text-align:center;">26</td> </tr> <tr style="height:20px;"> <td data-sheets-value='{"1":2,"2":"Polycarbonate"}' style="border-left:1px solid #000000;overflow:hidden;padding:0px 3px 0px 3px;vertical-align:bottom;">Polycarbonate</td> <td data-sheets-value='{"1":2,"2":"EW"}' style="overflow:hidden;padding:0px 3px 0px 3px;vertical-align:bottom;">EW</td> <td data-sheets-value='{"1":2,"2":"Heatstop Opal (T)"}' style="overflow:hidden;padding:0px 3px 0px 3px;vertical-align:bottom;">Heatstop Opal (T)</td> <td data-sheets-numberformat='{"1":2,"2":"0.00","3":1}' data-sheets-value='{"1":3,"3":1.19}' style="overflow:hidden;padding:0px 3px 0px 3px;vertical-align:bottom;text-align:center;">1.19</td> <td data-sheets-numberformat='{"1":2,"2":"0","3":1}' data-sheets-value='{"1":3,"3":20.09}' style="overflow:hidden;padding:0px 3px 0px 3px;vertical-align:bottom;text-align:center;">20</td> <td data-sheets-numberformat='{"1":2,"2":"0","3":1}' data-sheets-value='{"1":3,"3":38.940000000000005}' style="overflow:hidden;padding:0px 3px 0px 3px;vertical-align:bottom;text-align:center;">39</td> <td data-sheets-value='{"1":3,"3":24}' style="border-right:1px solid #000000;overflow:hidden;padding:0px 3px 0px 3px;vertical-align:bottom;text-align:center;">24</td> </tr> <tr style="height:20px;"> <td data-sheets-value='{"1":2,"2":"Heatstop PC"}' style="border-left:1px solid #000000;overflow:hidden;padding:0px 3px 0px 3px;vertical-align:bottom;">Heatstop PC</td> <td data-sheets-value='{"1":2,"2":"DW"}' style="overflow:hidden;padding:0px 3px 0px 3px;vertical-align:bottom;">DW</td> <td data-sheets-value='{"1":2,"2":"Clear (T/H)"}' style="overflow:hidden;padding:0px 3px 0px 3px;vertical-align:bottom;">Clear (T/H)</td> <td data-sheets-numberformat='{"1":2,"2":"0.00","3":1}' data-sheets-value='{"1":3,"3":0.98}' style="overflow:hidden;padding:0px 3px 0px 3px;vertical-align:bottom;text-align:center;">0.98</td> <td data-sheets-numberformat='{"1":2,"2":"0","3":1}' data-sheets-value='{"1":3,"3":18.04}' style="overflow:hidden;padding:0px 3px 0px 3px;vertical-align:bottom;text-align:center;">18</td> <td data-sheets-numberformat='{"1":2,"2":"0","3":1}' data-sheets-value='{"1":3,"3":33.660000000000004}' style="overflow:hidden;padding:0px 3px 0px 3px;vertical-align:bottom;text-align:center;">34</td> <td data-sheets-value='{"1":3,"3":26}' style="border-right:1px solid #000000;overflow:hidden;padding:0px 3px 0px 3px;vertical-align:bottom;text-align:center;">26</td> </tr> <tr style="height:20px;"> <td style="border-bottom:1px solid #000000;border-left:1px solid #000000;overflow:hidden;padding:0px 3px 0px 3px;vertical-align:bottom;"></td> <td style="border-bottom:1px solid #000000;overflow:hidden;padding:0px 3px 0px 3px;vertical-align:bottom;"></td> <td data-sheets-value='{"1":2,"2":"Opal (T/O)"}' style="border-bottom:1px solid #000000;overflow:hidden;padding:0px 3px 0px 3px;vertical-align:bottom;">Opal (T/O)</td> <td data-sheets-numberformat='{"1":2,"2":"0.00","3":1}' data-sheets-value='{"1":3,"3":0.98}' style="border-bottom:1px solid #000000;overflow:hidden;padding:0px 3px 0px 3px;vertical-align:bottom;text-align:center;">0.98</td> <td data-sheets-numberformat='{"1":2,"2":"0","3":1}' data-sheets-value='{"1":3,"3":16.81}' style="border-bottom:1px solid #000000;overflow:hidden;padding:0px 3px 0px 3px;vertical-align:bottom;text-align:center;">17</td> <td data-sheets-numberformat='{"1":2,"2":"0","3":1}' data-sheets-value='{"1":3,"3":29.700000000000003}' style="border-bottom:1px solid #000000;overflow:hidden;padding:0px 3px 0px 3px;vertical-align:bottom;text-align:center;">30</td> <td data-sheets-value='{"1":3,"3":26}' style="border-right:1px solid #000000;border-bottom:1px solid #000000;overflow:hidden;padding:0px 3px 0px 3px;vertical-align:bottom;text-align:center;">26</td> </tr> </tbody></table> | skylux-160-ce-met-koepel-en-polyester-opstand-30-20-met-lm-motor-pvc-raam-type-ep25-en-windvang-1600-x-2200-mm | 8586013573453 | 46872312578381
Smoke and heat exhaust (SHEV) | SHE system | Skylux | Skylux 160° CE with skylight and polyester curb 30/20 with double LM-actuator, PVC frame type EP25 and spoiler 1600 x 2300 mm |  | 50765 | 5412970507659 | 10401.2 | Yes | 30-45 | 157.63 | 1600 x 2300 mm | 2300 | 1600 |  | polyester 30/20 (30 cm high & roof opening = 20 cm larger than daylight size) | Rectangular | 1.19 W/m²K - 0.98 W/m²K | 57% - 30% | 37% - 17% | 24dB - 26dB | 160° CE (for industry) | PVC frame EP25 | with spoiler | E | Double actuator | Maximum double-walled skylight possible for this product | Ut-value LT-value g-value Rw-value EN 1873 : 2014 EN ISO 13468 EN 16153 EN 410 EN 410 EN ISO 140-3 Material Walls Shells (W/m²K) (%) (%) (dB) Acrylic EW Clear (H) 1.19 37 57 24 PMMA Opal (O) 1.19 34 50 24 DW Clear (H/H) 0.98 33 50 26 Opal (O/O) 0.98 28 38 26 Polycarbonate EW Clear (A) 1.19 36 55 24 PC Opal (D) 1.19 24 40 24 DW Clear (A/H) 0.98 32 48 26 Clear (A/A) 0.98 32 46 26 Opal (A/O) 0.98 30 42 26 Opal (A/D) 0.98 21 33 26 Polycarbonate EW Heatstop Opal (T) 1.19 20 39 24 Heatstop PC DW Clear (T/H) 0.98 18 34 26 Opal (T/O) 0.98 17 30 26 | https://skylux.eu/en/products/skylux-160-ce-met-koepel-en-polyester-opstand-30-20-met-lm-motor-pvc-raam-type-ep25-en-windvang-1600-x-2300-mm | https://skylux.eu/cdn/shop/files/Skylux-160deg-CE-met-koepel-en-polyester-opstand-3020-met-dubbele-LM-motor-pvc-raam-type-EP25-en-windvang-1600-x-2300-mm-RWA-systeem.jpg?v=1702978270&width=1600 | https://skylux.eu/cdn/shop/files/e5a82811-1bb0-48e4-a776-cacb59c7c092_7d519aa8-7bef-466a-bf51-787d7f5b4f31.jpg?v=1688550595&width=1600 | //skylux.eu/cdn/shop/files/E_MH_Mounting_instructions_Skylux_160_CE_LM.pdf?v=12406716259046007223 | //skylux.eu/cdn/shop/files/E_TD_Technical_File_Skylux_Skylux_160_CE_Electric.pdf?v=3667116872303399239 | <style type="text/css" id="isPasted"><!--td {border: 1px solid #cccccc;}br {mso-data-placement:same-cell;}--></style><table border="1" cellpadding="0" cellspacing="0" dir="ltr" style="table-layout:fixed;font-size:10pt;font-family:Arial;border-collapse:collapse;border:none;"><tbody> <tr style="height:20px;"> <td style="overflow:hidden;padding:0px 3px 0px 3px;vertical-align:bottom;"></td> <td style="overflow:hidden;padding:0px 3px 0px 3px;vertical-align:bottom;"></td> <td style="overflow:hidden;padding:0px 3px 0px 3px;vertical-align:bottom;"></td> <td data-sheets-value='{"1":2,"2":"Ut-value"}' style="overflow:hidden;padding:0px 3px 0px 3px;vertical-align:bottom;font-weight:bold;text-align:center;">Ut-value</td> <td data-sheets-value='{"1":2,"2":"LT-value"}' style="overflow:hidden;padding:0px 3px 0px 3px;vertical-align:bottom;font-weight:bold;text-align:center;">LT-value</td> <td data-sheets-value='{"1":2,"2":"g-value"}' style="overflow:hidden;padding:0px 3px 0px 3px;vertical-align:bottom;font-weight:bold;text-align:center;">g-value</td> <td data-sheets-value='{"1":2,"2":"Rw-value "}' style="overflow:hidden;padding:0px 3px 0px 3px;vertical-align:bottom;font-weight:bold;text-align:center;">Rw-value </td> </tr> <tr style="height:20px;"> <td style="overflow:hidden;padding:0px 3px 0px 3px;vertical-align:bottom;"></td> <td style="overflow:hidden;padding:0px 3px 0px 3px;vertical-align:bottom;"></td> <td style="overflow:hidden;padding:0px 3px 0px 3px;vertical-align:bottom;"></td> <td data-sheets-numberformat='{"1":2,"2":"0.00","3":1}' data-sheets-value='{"1":2,"2":"EN 1873 : 2014"}' style="overflow:hidden;padding:0px 3px 0px 3px;vertical-align:bottom;text-align:center;">EN 1873 : 2014</td> <td data-sheets-numberformat='{"1":2,"2":"0","3":1}' data-sheets-value='{"1":2,"2":"EN ISO 13468 EN 16153 EN 410"}' style="overflow:hidden;padding:0px 3px 0px 3px;vertical-align:bottom;text-align:center;">EN ISO 13468 EN 16153 EN 410</td> <td data-sheets-numberformat='{"1":2,"2":"0","3":1}' data-sheets-value='{"1":2,"2":"EN 410"}' style="overflow:hidden;padding:0px 3px 0px 3px;vertical-align:bottom;text-align:center;">EN 410</td> <td data-sheets-value='{"1":2,"2":"EN ISO 140-3\t\t"}' style="overflow:hidden;padding:0px 3px 0px 3px;vertical-align:bottom;text-align:center;">EN ISO 140-3 </td> </tr> <tr style="height:20px;"> <td data-sheets-value='{"1":2,"2":"Material"}' style="border-bottom:1px solid #000000;overflow:hidden;padding:0px 3px 0px 3px;vertical-align:bottom;background-color:#000000;font-weight:bold;color:#ffffff;">Material</td> <td data-sheets-value='{"1":2,"2":"Walls"}' style="border-bottom:1px solid #000000;overflow:hidden;padding:0px 3px 0px 3px;vertical-align:bottom;background-color:#000000;font-weight:bold;color:#ffffff;">Walls</td> <td data-sheets-value='{"1":2,"2":"Shells"}' style="border-bottom:1px solid #000000;overflow:hidden;padding:0px 3px 0px 3px;vertical-align:bottom;background-color:#000000;font-weight:bold;color:#ffffff;">Shells</td> <td data-sheets-numberformat='{"1":2,"2":"0.00","3":1}' data-sheets-value='{"1":2,"2":"(W/m²K)\t"}' style="border-bottom:1px solid #000000;overflow:hidden;padding:0px 3px 0px 3px;vertical-align:bottom;background-color:#000000;font-weight:bold;color:#ffffff;text-align:center;">(W/m²K) </td> <td data-sheets-numberformat='{"1":2,"2":"0","3":1}' data-sheets-value='{"1":2,"2":"(%)"}' style="border-bottom:1px solid #000000;overflow:hidden;padding:0px 3px 0px 3px;vertical-align:bottom;background-color:#000000;font-weight:bold;color:#ffffff;text-align:center;">(%)</td> <td data-sheets-numberformat='{"1":2,"2":"0","3":1}' data-sheets-value='{"1":2,"2":"(%)"}' style="border-bottom:1px solid #000000;overflow:hidden;padding:0px 3px 0px 3px;vertical-align:bottom;background-color:#000000;font-weight:bold;color:#ffffff;text-align:center;">(%)</td> <td data-sheets-value='{"1":2,"2":"(dB)"}' style="border-bottom:1px solid #000000;overflow:hidden;padding:0px 3px 0px 3px;vertical-align:bottom;background-color:#000000;font-weight:bold;color:#ffffff;text-align:center;">(dB)</td> </tr> <tr style="height:20px;"> <td data-sheets-value='{"1":2,"2":"Acrylic"}' style="border-left:1px solid #000000;overflow:hidden;padding:0px 3px 0px 3px;vertical-align:bottom;">Acrylic</td> <td data-sheets-value='{"1":2,"2":"EW"}' style="overflow:hidden;padding:0px 3px 0px 3px;vertical-align:bottom;">EW</td> <td data-sheets-value='{"1":2,"2":"Clear (H)"}' style="overflow:hidden;padding:0px 3px 0px 3px;vertical-align:bottom;">Clear (H)</td> <td data-sheets-numberformat='{"1":2,"2":"0.00","3":1}' data-sheets-value='{"1":3,"3":1.19}' style="overflow:hidden;padding:0px 3px 0px 3px;vertical-align:bottom;text-align:center;">1.19</td> <td data-sheets-numberformat='{"1":2,"2":"0","3":1}' data-sheets-value='{"1":3,"3":36.9}' style="overflow:hidden;padding:0px 3px 0px 3px;vertical-align:bottom;text-align:center;">37</td> <td data-sheets-numberformat='{"1":2,"2":"0","3":1}' data-sheets-value='{"1":3,"3":57.42}' style="overflow:hidden;padding:0px 3px 0px 3px;vertical-align:bottom;text-align:center;">57</td> <td data-sheets-value='{"1":3,"3":24}' style="border-right:1px solid #000000;overflow:hidden;padding:0px 3px 0px 3px;vertical-align:bottom;text-align:center;">24</td> </tr> <tr style="height:20px;"> <td data-sheets-value='{"1":2,"2":"PMMA"}' style="border-left:1px solid #000000;overflow:hidden;padding:0px 3px 0px 3px;vertical-align:bottom;">PMMA</td> <td style="overflow:hidden;padding:0px 3px 0px 3px;vertical-align:bottom;"></td> <td data-sheets-value='{"1":2,"2":"Opal (O)"}' style="overflow:hidden;padding:0px 3px 0px 3px;vertical-align:bottom;">Opal (O)</td> <td data-sheets-numberformat='{"1":2,"2":"0.00","3":1}' data-sheets-value='{"1":3,"3":1.19}' style="overflow:hidden;padding:0px 3px 0px 3px;vertical-align:bottom;text-align:center;">1.19</td> <td data-sheets-numberformat='{"1":2,"2":"0","3":1}' data-sheets-value='{"1":3,"3":34.03}' style="overflow:hidden;padding:0px 3px 0px 3px;vertical-align:bottom;text-align:center;">34</td> <td data-sheets-numberformat='{"1":2,"2":"0","3":1}' data-sheets-value='{"1":3,"3":50.160000000000004}' style="overflow:hidden;padding:0px 3px 0px 3px;vertical-align:bottom;text-align:center;">50</td> <td data-sheets-value='{"1":3,"3":24}' style="border-right:1px solid #000000;overflow:hidden;padding:0px 3px 0px 3px;vertical-align:bottom;text-align:center;">24</td> </tr> <tr style="height:20px;"> <td style="border-left:1px solid #000000;overflow:hidden;padding:0px 3px 0px 3px;vertical-align:bottom;"></td> <td data-sheets-value='{"1":2,"2":"DW"}' style="overflow:hidden;padding:0px 3px 0px 3px;vertical-align:bottom;">DW</td> <td data-sheets-value='{"1":2,"2":"Clear (H/H)"}' style="overflow:hidden;padding:0px 3px 0px 3px;vertical-align:bottom;">Clear (H/H)</td> <td data-sheets-numberformat='{"1":2,"2":"0.00","3":1}' data-sheets-value='{"1":3,"3":0.98}' style="overflow:hidden;padding:0px 3px 0px 3px;vertical-align:bottom;text-align:center;">0.98</td> <td data-sheets-numberformat='{"1":2,"2":"0","3":1}' data-sheets-value='{"1":3,"3":33.21}' style="overflow:hidden;padding:0px 3px 0px 3px;vertical-align:bottom;text-align:center;">33</td> <td data-sheets-numberformat='{"1":2,"2":"0","3":1}' data-sheets-value='{"1":3,"3":49.5}' style="overflow:hidden;padding:0px 3px 0px 3px;vertical-align:bottom;text-align:center;">50</td> <td data-sheets-value='{"1":3,"3":26}' style="border-right:1px solid #000000;overflow:hidden;padding:0px 3px 0px 3px;vertical-align:bottom;text-align:center;">26</td> </tr> <tr style="height:20px;"> <td style="border-bottom:1px solid #000000;border-left:1px solid #000000;overflow:hidden;padding:0px 3px 0px 3px;vertical-align:bottom;"></td> <td style="border-bottom:1px solid #000000;overflow:hidden;padding:0px 3px 0px 3px;vertical-align:bottom;"></td> <td data-sheets-value='{"1":2,"2":"Opal (O/O)"}' style="border-bottom:1px solid #000000;overflow:hidden;padding:0px 3px 0px 3px;vertical-align:bottom;">Opal (O/O)</td> <td data-sheets-numberformat='{"1":2,"2":"0.00","3":1}' data-sheets-value='{"1":3,"3":0.98}' style="border-bottom:1px solid #000000;overflow:hidden;padding:0px 3px 0px 3px;vertical-align:bottom;text-align:center;">0.98</td> <td data-sheets-numberformat='{"1":2,"2":"0","3":1}' data-sheets-value='{"1":3,"3":28.29}' style="border-bottom:1px solid #000000;overflow:hidden;padding:0px 3px 0px 3px;vertical-align:bottom;text-align:center;">28</td> <td data-sheets-numberformat='{"1":2,"2":"0","3":1}' data-sheets-value='{"1":3,"3":38.28}' style="border-bottom:1px solid #000000;overflow:hidden;padding:0px 3px 0px 3px;vertical-align:bottom;text-align:center;">38</td> <td data-sheets-value='{"1":3,"3":26}' style="border-right:1px solid #000000;border-bottom:1px solid #000000;overflow:hidden;padding:0px 3px 0px 3px;vertical-align:bottom;text-align:center;">26</td> </tr> <tr style="height:20px;"> <td data-sheets-value='{"1":2,"2":"Polycarbonate "}' style="border-left:1px solid #000000;overflow:hidden;padding:0px 3px 0px 3px;vertical-align:bottom;">Polycarbonate </td> <td data-sheets-value='{"1":2,"2":"EW"}' style="overflow:hidden;padding:0px 3px 0px 3px;vertical-align:bottom;">EW</td> <td data-sheets-value='{"1":2,"2":"Clear (A)"}' style="overflow:hidden;padding:0px 3px 0px 3px;vertical-align:bottom;">Clear (A)</td> <td data-sheets-numberformat='{"1":2,"2":"0.00","3":1}' data-sheets-value='{"1":3,"3":1.19}' style="overflow:hidden;padding:0px 3px 0px 3px;vertical-align:bottom;text-align:center;">1.19</td> <td data-sheets-numberformat='{"1":2,"2":"0","3":1}' data-sheets-value='{"1":3,"3":36.08}' style="overflow:hidden;padding:0px 3px 0px 3px;vertical-align:bottom;text-align:center;">36</td> <td data-sheets-numberformat='{"1":2,"2":"0","3":1}' data-sheets-value='{"1":3,"3":54.78}' style="overflow:hidden;padding:0px 3px 0px 3px;vertical-align:bottom;text-align:center;">55</td> <td data-sheets-value='{"1":3,"3":24}' style="border-right:1px solid #000000;overflow:hidden;padding:0px 3px 0px 3px;vertical-align:bottom;text-align:center;">24</td> </tr> <tr style="height:20px;"> <td data-sheets-value='{"1":2,"2":"PC"}' style="border-left:1px solid #000000;overflow:hidden;padding:0px 3px 0px 3px;vertical-align:bottom;">PC</td> <td style="overflow:hidden;padding:0px 3px 0px 3px;vertical-align:bottom;"></td> <td data-sheets-value='{"1":2,"2":"Opal (D)"}' style="overflow:hidden;padding:0px 3px 0px 3px;vertical-align:bottom;">Opal (D)</td> <td data-sheets-numberformat='{"1":2,"2":"0.00","3":1}' data-sheets-value='{"1":3,"3":1.19}' style="overflow:hidden;padding:0px 3px 0px 3px;vertical-align:bottom;text-align:center;">1.19</td> <td data-sheets-numberformat='{"1":2,"2":"0","3":1}' data-sheets-value='{"1":3,"3":23.779999999999998}' style="overflow:hidden;padding:0px 3px 0px 3px;vertical-align:bottom;text-align:center;">24</td> <td data-sheets-numberformat='{"1":2,"2":"0","3":1}' data-sheets-value='{"1":3,"3":39.6}' style="overflow:hidden;padding:0px 3px 0px 3px;vertical-align:bottom;text-align:center;">40</td> <td data-sheets-value='{"1":3,"3":24}' style="border-right:1px solid #000000;overflow:hidden;padding:0px 3px 0px 3px;vertical-align:bottom;text-align:center;">24</td> </tr> <tr style="height:20px;"> <td style="border-left:1px solid #000000;overflow:hidden;padding:0px 3px 0px 3px;vertical-align:bottom;"></td> <td data-sheets-value='{"1":2,"2":"DW"}' style="overflow:hidden;padding:0px 3px 0px 3px;vertical-align:bottom;">DW</td> <td data-sheets-value='{"1":2,"2":"Clear (A/H)"}' style="overflow:hidden;padding:0px 3px 0px 3px;vertical-align:bottom;">Clear (A/H)</td> <td data-sheets-numberformat='{"1":2,"2":"0.00","3":1}' data-sheets-value='{"1":3,"3":0.98}' style="overflow:hidden;padding:0px 3px 0px 3px;vertical-align:bottom;text-align:center;">0.98</td> <td data-sheets-numberformat='{"1":2,"2":"0","3":1}' data-sheets-value='{"1":3,"3":32.39}' style="overflow:hidden;padding:0px 3px 0px 3px;vertical-align:bottom;text-align:center;">32</td> <td data-sheets-numberformat='{"1":2,"2":"0","3":1}' data-sheets-value='{"1":3,"3":47.52}' style="overflow:hidden;padding:0px 3px 0px 3px;vertical-align:bottom;text-align:center;">48</td> <td data-sheets-value='{"1":3,"3":26}' style="border-right:1px solid #000000;overflow:hidden;padding:0px 3px 0px 3px;vertical-align:bottom;text-align:center;">26</td> </tr> <tr style="height:20px;"> <td style="border-left:1px solid #000000;overflow:hidden;padding:0px 3px 0px 3px;vertical-align:bottom;"></td> <td style="overflow:hidden;padding:0px 3px 0px 3px;vertical-align:bottom;"></td> <td data-sheets-value='{"1":2,"2":"Clear (A/A)"}' style="overflow:hidden;padding:0px 3px 0px 3px;vertical-align:bottom;">Clear (A/A)</td> <td data-sheets-numberformat='{"1":2,"2":"0.00","3":1}' data-sheets-value='{"1":3,"3":0.98}' style="overflow:hidden;padding:0px 3px 0px 3px;vertical-align:bottom;text-align:center;">0.98</td> <td data-sheets-numberformat='{"1":2,"2":"0","3":1}' data-sheets-value='{"1":3,"3":31.569999999999997}' style="overflow:hidden;padding:0px 3px 0px 3px;vertical-align:bottom;text-align:center;">32</td> <td data-sheets-numberformat='{"1":2,"2":"0","3":1}' data-sheets-value='{"1":3,"3":45.54}' style="overflow:hidden;padding:0px 3px 0px 3px;vertical-align:bottom;text-align:center;">46</td> <td data-sheets-value='{"1":3,"3":26}' style="border-right:1px solid #000000;overflow:hidden;padding:0px 3px 0px 3px;vertical-align:bottom;text-align:center;">26</td> </tr> <tr style="height:20px;"> <td style="border-left:1px solid #000000;overflow:hidden;padding:0px 3px 0px 3px;vertical-align:bottom;"></td> <td style="overflow:hidden;padding:0px 3px 0px 3px;vertical-align:bottom;"></td> <td data-sheets-value='{"1":2,"2":"Opal (A/O)"}' style="overflow:hidden;padding:0px 3px 0px 3px;vertical-align:bottom;">Opal (A/O)</td> <td data-sheets-numberformat='{"1":2,"2":"0.00","3":1}' data-sheets-value='{"1":3,"3":0.98}' style="overflow:hidden;padding:0px 3px 0px 3px;vertical-align:bottom;text-align:center;">0.98</td> <td data-sheets-numberformat='{"1":2,"2":"0","3":1}' data-sheets-value='{"1":3,"3":29.93}' style="overflow:hidden;padding:0px 3px 0px 3px;vertical-align:bottom;text-align:center;">30</td> <td data-sheets-numberformat='{"1":2,"2":"0","3":1}' data-sheets-value='{"1":3,"3":41.580000000000005}' style="overflow:hidden;padding:0px 3px 0px 3px;vertical-align:bottom;text-align:center;">42</td> <td data-sheets-value='{"1":3,"3":26}' style="border-right:1px solid #000000;overflow:hidden;padding:0px 3px 0px 3px;vertical-align:bottom;text-align:center;">26</td> </tr> <tr style="height:20px;"> <td style="border-bottom:1px solid #000000;border-left:1px solid #000000;overflow:hidden;padding:0px 3px 0px 3px;vertical-align:bottom;"></td> <td style="border-bottom:1px solid #000000;overflow:hidden;padding:0px 3px 0px 3px;vertical-align:bottom;"></td> <td data-sheets-value='{"1":2,"2":"Opal (A/D)"}' style="border-bottom:1px solid #000000;overflow:hidden;padding:0px 3px 0px 3px;vertical-align:bottom;">Opal (A/D)</td> <td data-sheets-numberformat='{"1":2,"2":"0.00","3":1}' data-sheets-value='{"1":3,"3":0.98}' style="border-bottom:1px solid #000000;overflow:hidden;padding:0px 3px 0px 3px;vertical-align:bottom;text-align:center;">0.98</td> <td data-sheets-numberformat='{"1":2,"2":"0","3":1}' data-sheets-value='{"1":3,"3":20.91}' style="border-bottom:1px solid #000000;overflow:hidden;padding:0px 3px 0px 3px;vertical-align:bottom;text-align:center;">21</td> <td data-sheets-numberformat='{"1":2,"2":"0","3":1}' data-sheets-value='{"1":3,"3":33}' style="border-bottom:1px solid #000000;overflow:hidden;padding:0px 3px 0px 3px;vertical-align:bottom;text-align:center;">33</td> <td data-sheets-value='{"1":3,"3":26}' style="border-right:1px solid #000000;border-bottom:1px solid #000000;overflow:hidden;padding:0px 3px 0px 3px;vertical-align:bottom;text-align:center;">26</td> </tr> <tr style="height:20px;"> <td data-sheets-value='{"1":2,"2":"Polycarbonate"}' style="border-left:1px solid #000000;overflow:hidden;padding:0px 3px 0px 3px;vertical-align:bottom;">Polycarbonate</td> <td data-sheets-value='{"1":2,"2":"EW"}' style="overflow:hidden;padding:0px 3px 0px 3px;vertical-align:bottom;">EW</td> <td data-sheets-value='{"1":2,"2":"Heatstop Opal (T)"}' style="overflow:hidden;padding:0px 3px 0px 3px;vertical-align:bottom;">Heatstop Opal (T)</td> <td data-sheets-numberformat='{"1":2,"2":"0.00","3":1}' data-sheets-value='{"1":3,"3":1.19}' style="overflow:hidden;padding:0px 3px 0px 3px;vertical-align:bottom;text-align:center;">1.19</td> <td data-sheets-numberformat='{"1":2,"2":"0","3":1}' data-sheets-value='{"1":3,"3":20.09}' style="overflow:hidden;padding:0px 3px 0px 3px;vertical-align:bottom;text-align:center;">20</td> <td data-sheets-numberformat='{"1":2,"2":"0","3":1}' data-sheets-value='{"1":3,"3":38.940000000000005}' style="overflow:hidden;padding:0px 3px 0px 3px;vertical-align:bottom;text-align:center;">39</td> <td data-sheets-value='{"1":3,"3":24}' style="border-right:1px solid #000000;overflow:hidden;padding:0px 3px 0px 3px;vertical-align:bottom;text-align:center;">24</td> </tr> <tr style="height:20px;"> <td data-sheets-value='{"1":2,"2":"Heatstop PC"}' style="border-left:1px solid #000000;overflow:hidden;padding:0px 3px 0px 3px;vertical-align:bottom;">Heatstop PC</td> <td data-sheets-value='{"1":2,"2":"DW"}' style="overflow:hidden;padding:0px 3px 0px 3px;vertical-align:bottom;">DW</td> <td data-sheets-value='{"1":2,"2":"Clear (T/H)"}' style="overflow:hidden;padding:0px 3px 0px 3px;vertical-align:bottom;">Clear (T/H)</td> <td data-sheets-numberformat='{"1":2,"2":"0.00","3":1}' data-sheets-value='{"1":3,"3":0.98}' style="overflow:hidden;padding:0px 3px 0px 3px;vertical-align:bottom;text-align:center;">0.98</td> <td data-sheets-numberformat='{"1":2,"2":"0","3":1}' data-sheets-value='{"1":3,"3":18.04}' style="overflow:hidden;padding:0px 3px 0px 3px;vertical-align:bottom;text-align:center;">18</td> <td data-sheets-numberformat='{"1":2,"2":"0","3":1}' data-sheets-value='{"1":3,"3":33.660000000000004}' style="overflow:hidden;padding:0px 3px 0px 3px;vertical-align:bottom;text-align:center;">34</td> <td data-sheets-value='{"1":3,"3":26}' style="border-right:1px solid #000000;overflow:hidden;padding:0px 3px 0px 3px;vertical-align:bottom;text-align:center;">26</td> </tr> <tr style="height:20px;"> <td style="border-bottom:1px solid #000000;border-left:1px solid #000000;overflow:hidden;padding:0px 3px 0px 3px;vertical-align:bottom;"></td> <td style="border-bottom:1px solid #000000;overflow:hidden;padding:0px 3px 0px 3px;vertical-align:bottom;"></td> <td data-sheets-value='{"1":2,"2":"Opal (T/O)"}' style="border-bottom:1px solid #000000;overflow:hidden;padding:0px 3px 0px 3px;vertical-align:bottom;">Opal (T/O)</td> <td data-sheets-numberformat='{"1":2,"2":"0.00","3":1}' data-sheets-value='{"1":3,"3":0.98}' style="border-bottom:1px solid #000000;overflow:hidden;padding:0px 3px 0px 3px;vertical-align:bottom;text-align:center;">0.98</td> <td data-sheets-numberformat='{"1":2,"2":"0","3":1}' data-sheets-value='{"1":3,"3":16.81}' style="border-bottom:1px solid #000000;overflow:hidden;padding:0px 3px 0px 3px;vertical-align:bottom;text-align:center;">17</td> <td data-sheets-numberformat='{"1":2,"2":"0","3":1}' data-sheets-value='{"1":3,"3":29.700000000000003}' style="border-bottom:1px solid #000000;overflow:hidden;padding:0px 3px 0px 3px;vertical-align:bottom;text-align:center;">30</td> <td data-sheets-value='{"1":3,"3":26}' style="border-right:1px solid #000000;border-bottom:1px solid #000000;overflow:hidden;padding:0px 3px 0px 3px;vertical-align:bottom;text-align:center;">26</td> </tr> </tbody></table> | skylux-160-ce-met-koepel-en-polyester-opstand-30-20-met-lm-motor-pvc-raam-type-ep25-en-windvang-1600-x-2300-mm | 8586013606221 | 46872312643917
Smoke and heat exhaust (SHEV) | SHE system | Skylux | Skylux 160° CE with skylight and polyester curb 30/20 with double LM-actuator, PVC frame type EP25 and spoiler 1600 x 2500 mm |  | 50766 | 5412970507666 | 11012.25 | Yes | 30-45 | 166.27 | 1600 x 2500 mm | 2500 | 1600 |  | polyester 30/20 (30 cm high & roof opening = 20 cm larger than daylight size) | Rectangular | 1.19 W/m²K - 0.98 W/m²K | 57% - 30% | 37% - 17% | 24dB - 26dB | 160° CE (for industry) | PVC frame EP25 | with spoiler | E | Double actuator | Maximum double-walled skylight possible for this product | Ut-value LT-value g-value Rw-value EN 1873 : 2014 EN ISO 13468 EN 16153 EN 410 EN 410 EN ISO 140-3 Material Walls Shells (W/m²K) (%) (%) (dB) Acrylic EW Clear (H) 1.19 37 57 24 PMMA Opal (O) 1.19 34 50 24 DW Clear (H/H) 0.98 33 50 26 Opal (O/O) 0.98 28 38 26 Polycarbonate EW Clear (A) 1.19 36 55 24 PC Opal (D) 1.19 24 40 24 DW Clear (A/H) 0.98 32 48 26 Clear (A/A) 0.98 32 46 26 Opal (A/O) 0.98 30 42 26 Opal (A/D) 0.98 21 33 26 Polycarbonate EW Heatstop Opal (T) 1.19 20 39 24 Heatstop PC DW Clear (T/H) 0.98 18 34 26 Opal (T/O) 0.98 17 30 26 | https://skylux.eu/en/products/skylux-160-ce-met-koepel-en-polyester-opstand-30-20-met-lm-motor-pvc-raam-type-ep25-en-windvang-1600-x-2500-mm | https://skylux.eu/cdn/shop/files/Skylux-160deg-CE-met-koepel-en-polyester-opstand-3020-met-dubbele-LM-motor-pvc-raam-type-EP25-en-windvang-1600-x-2500-mm-RWA-systeem.jpg?v=1702978275&width=1600 | https://skylux.eu/cdn/shop/files/e5a82811-1bb0-48e4-a776-cacb59c7c092_f1b58315-a3ef-455f-87f0-2a2d9089d846.jpg?v=1688550598&width=1600 | //skylux.eu/cdn/shop/files/E_MH_Mounting_instructions_Skylux_160_CE_LM.pdf?v=12406716259046007223 | //skylux.eu/cdn/shop/files/E_TD_Technical_File_Skylux_Skylux_160_CE_Electric.pdf?v=3667116872303399239 | <style type="text/css" id="isPasted"><!--td {border: 1px solid #cccccc;}br {mso-data-placement:same-cell;}--></style><table border="1" cellpadding="0" cellspacing="0" dir="ltr" style="table-layout:fixed;font-size:10pt;font-family:Arial;border-collapse:collapse;border:none;"><tbody> <tr style="height:20px;"> <td style="overflow:hidden;padding:0px 3px 0px 3px;vertical-align:bottom;"></td> <td style="overflow:hidden;padding:0px 3px 0px 3px;vertical-align:bottom;"></td> <td style="overflow:hidden;padding:0px 3px 0px 3px;vertical-align:bottom;"></td> <td data-sheets-value='{"1":2,"2":"Ut-value"}' style="overflow:hidden;padding:0px 3px 0px 3px;vertical-align:bottom;font-weight:bold;text-align:center;">Ut-value</td> <td data-sheets-value='{"1":2,"2":"LT-value"}' style="overflow:hidden;padding:0px 3px 0px 3px;vertical-align:bottom;font-weight:bold;text-align:center;">LT-value</td> <td data-sheets-value='{"1":2,"2":"g-value"}' style="overflow:hidden;padding:0px 3px 0px 3px;vertical-align:bottom;font-weight:bold;text-align:center;">g-value</td> <td data-sheets-value='{"1":2,"2":"Rw-value "}' style="overflow:hidden;padding:0px 3px 0px 3px;vertical-align:bottom;font-weight:bold;text-align:center;">Rw-value </td> </tr> <tr style="height:20px;"> <td style="overflow:hidden;padding:0px 3px 0px 3px;vertical-align:bottom;"></td> <td style="overflow:hidden;padding:0px 3px 0px 3px;vertical-align:bottom;"></td> <td style="overflow:hidden;padding:0px 3px 0px 3px;vertical-align:bottom;"></td> <td data-sheets-numberformat='{"1":2,"2":"0.00","3":1}' data-sheets-value='{"1":2,"2":"EN 1873 : 2014"}' style="overflow:hidden;padding:0px 3px 0px 3px;vertical-align:bottom;text-align:center;">EN 1873 : 2014</td> <td data-sheets-numberformat='{"1":2,"2":"0","3":1}' data-sheets-value='{"1":2,"2":"EN ISO 13468 EN 16153 EN 410"}' style="overflow:hidden;padding:0px 3px 0px 3px;vertical-align:bottom;text-align:center;">EN ISO 13468 EN 16153 EN 410</td> <td data-sheets-numberformat='{"1":2,"2":"0","3":1}' data-sheets-value='{"1":2,"2":"EN 410"}' style="overflow:hidden;padding:0px 3px 0px 3px;vertical-align:bottom;text-align:center;">EN 410</td> <td data-sheets-value='{"1":2,"2":"EN ISO 140-3\t\t"}' style="overflow:hidden;padding:0px 3px 0px 3px;vertical-align:bottom;text-align:center;">EN ISO 140-3 </td> </tr> <tr style="height:20px;"> <td data-sheets-value='{"1":2,"2":"Material"}' style="border-bottom:1px solid #000000;overflow:hidden;padding:0px 3px 0px 3px;vertical-align:bottom;background-color:#000000;font-weight:bold;color:#ffffff;">Material</td> <td data-sheets-value='{"1":2,"2":"Walls"}' style="border-bottom:1px solid #000000;overflow:hidden;padding:0px 3px 0px 3px;vertical-align:bottom;background-color:#000000;font-weight:bold;color:#ffffff;">Walls</td> <td data-sheets-value='{"1":2,"2":"Shells"}' style="border-bottom:1px solid #000000;overflow:hidden;padding:0px 3px 0px 3px;vertical-align:bottom;background-color:#000000;font-weight:bold;color:#ffffff;">Shells</td> <td data-sheets-numberformat='{"1":2,"2":"0.00","3":1}' data-sheets-value='{"1":2,"2":"(W/m²K)\t"}' style="border-bottom:1px solid #000000;overflow:hidden;padding:0px 3px 0px 3px;vertical-align:bottom;background-color:#000000;font-weight:bold;color:#ffffff;text-align:center;">(W/m²K) </td> <td data-sheets-numberformat='{"1":2,"2":"0","3":1}' data-sheets-value='{"1":2,"2":"(%)"}' style="border-bottom:1px solid #000000;overflow:hidden;padding:0px 3px 0px 3px;vertical-align:bottom;background-color:#000000;font-weight:bold;color:#ffffff;text-align:center;">(%)</td> <td data-sheets-numberformat='{"1":2,"2":"0","3":1}' data-sheets-value='{"1":2,"2":"(%)"}' style="border-bottom:1px solid #000000;overflow:hidden;padding:0px 3px 0px 3px;vertical-align:bottom;background-color:#000000;font-weight:bold;color:#ffffff;text-align:center;">(%)</td> <td data-sheets-value='{"1":2,"2":"(dB)"}' style="border-bottom:1px solid #000000;overflow:hidden;padding:0px 3px 0px 3px;vertical-align:bottom;background-color:#000000;font-weight:bold;color:#ffffff;text-align:center;">(dB)</td> </tr> <tr style="height:20px;"> <td data-sheets-value='{"1":2,"2":"Acrylic"}' style="border-left:1px solid #000000;overflow:hidden;padding:0px 3px 0px 3px;vertical-align:bottom;">Acrylic</td> <td data-sheets-value='{"1":2,"2":"EW"}' style="overflow:hidden;padding:0px 3px 0px 3px;vertical-align:bottom;">EW</td> <td data-sheets-value='{"1":2,"2":"Clear (H)"}' style="overflow:hidden;padding:0px 3px 0px 3px;vertical-align:bottom;">Clear (H)</td> <td data-sheets-numberformat='{"1":2,"2":"0.00","3":1}' data-sheets-value='{"1":3,"3":1.19}' style="overflow:hidden;padding:0px 3px 0px 3px;vertical-align:bottom;text-align:center;">1.19</td> <td data-sheets-numberformat='{"1":2,"2":"0","3":1}' data-sheets-value='{"1":3,"3":36.9}' style="overflow:hidden;padding:0px 3px 0px 3px;vertical-align:bottom;text-align:center;">37</td> <td data-sheets-numberformat='{"1":2,"2":"0","3":1}' data-sheets-value='{"1":3,"3":57.42}' style="overflow:hidden;padding:0px 3px 0px 3px;vertical-align:bottom;text-align:center;">57</td> <td data-sheets-value='{"1":3,"3":24}' style="border-right:1px solid #000000;overflow:hidden;padding:0px 3px 0px 3px;vertical-align:bottom;text-align:center;">24</td> </tr> <tr style="height:20px;"> <td data-sheets-value='{"1":2,"2":"PMMA"}' style="border-left:1px solid #000000;overflow:hidden;padding:0px 3px 0px 3px;vertical-align:bottom;">PMMA</td> <td style="overflow:hidden;padding:0px 3px 0px 3px;vertical-align:bottom;"></td> <td data-sheets-value='{"1":2,"2":"Opal (O)"}' style="overflow:hidden;padding:0px 3px 0px 3px;vertical-align:bottom;">Opal (O)</td> <td data-sheets-numberformat='{"1":2,"2":"0.00","3":1}' data-sheets-value='{"1":3,"3":1.19}' style="overflow:hidden;padding:0px 3px 0px 3px;vertical-align:bottom;text-align:center;">1.19</td> <td data-sheets-numberformat='{"1":2,"2":"0","3":1}' data-sheets-value='{"1":3,"3":34.03}' style="overflow:hidden;padding:0px 3px 0px 3px;vertical-align:bottom;text-align:center;">34</td> <td data-sheets-numberformat='{"1":2,"2":"0","3":1}' data-sheets-value='{"1":3,"3":50.160000000000004}' style="overflow:hidden;padding:0px 3px 0px 3px;vertical-align:bottom;text-align:center;">50</td> <td data-sheets-value='{"1":3,"3":24}' style="border-right:1px solid #000000;overflow:hidden;padding:0px 3px 0px 3px;vertical-align:bottom;text-align:center;">24</td> </tr> <tr style="height:20px;"> <td style="border-left:1px solid #000000;overflow:hidden;padding:0px 3px 0px 3px;vertical-align:bottom;"></td> <td data-sheets-value='{"1":2,"2":"DW"}' style="overflow:hidden;padding:0px 3px 0px 3px;vertical-align:bottom;">DW</td> <td data-sheets-value='{"1":2,"2":"Clear (H/H)"}' style="overflow:hidden;padding:0px 3px 0px 3px;vertical-align:bottom;">Clear (H/H)</td> <td data-sheets-numberformat='{"1":2,"2":"0.00","3":1}' data-sheets-value='{"1":3,"3":0.98}' style="overflow:hidden;padding:0px 3px 0px 3px;vertical-align:bottom;text-align:center;">0.98</td> <td data-sheets-numberformat='{"1":2,"2":"0","3":1}' data-sheets-value='{"1":3,"3":33.21}' style="overflow:hidden;padding:0px 3px 0px 3px;vertical-align:bottom;text-align:center;">33</td> <td data-sheets-numberformat='{"1":2,"2":"0","3":1}' data-sheets-value='{"1":3,"3":49.5}' style="overflow:hidden;padding:0px 3px 0px 3px;vertical-align:bottom;text-align:center;">50</td> <td data-sheets-value='{"1":3,"3":26}' style="border-right:1px solid #000000;overflow:hidden;padding:0px 3px 0px 3px;vertical-align:bottom;text-align:center;">26</td> </tr> <tr style="height:20px;"> <td style="border-bottom:1px solid #000000;border-left:1px solid #000000;overflow:hidden;padding:0px 3px 0px 3px;vertical-align:bottom;"></td> <td style="border-bottom:1px solid #000000;overflow:hidden;padding:0px 3px 0px 3px;vertical-align:bottom;"></td> <td data-sheets-value='{"1":2,"2":"Opal (O/O)"}' style="border-bottom:1px solid #000000;overflow:hidden;padding:0px 3px 0px 3px;vertical-align:bottom;">Opal (O/O)</td> <td data-sheets-numberformat='{"1":2,"2":"0.00","3":1}' data-sheets-value='{"1":3,"3":0.98}' style="border-bottom:1px solid #000000;overflow:hidden;padding:0px 3px 0px 3px;vertical-align:bottom;text-align:center;">0.98</td> <td data-sheets-numberformat='{"1":2,"2":"0","3":1}' data-sheets-value='{"1":3,"3":28.29}' style="border-bottom:1px solid #000000;overflow:hidden;padding:0px 3px 0px 3px;vertical-align:bottom;text-align:center;">28</td> <td data-sheets-numberformat='{"1":2,"2":"0","3":1}' data-sheets-value='{"1":3,"3":38.28}' style="border-bottom:1px solid #000000;overflow:hidden;padding:0px 3px 0px 3px;vertical-align:bottom;text-align:center;">38</td> <td data-sheets-value='{"1":3,"3":26}' style="border-right:1px solid #000000;border-bottom:1px solid #000000;overflow:hidden;padding:0px 3px 0px 3px;vertical-align:bottom;text-align:center;">26</td> </tr> <tr style="height:20px;"> <td data-sheets-value='{"1":2,"2":"Polycarbonate "}' style="border-left:1px solid #000000;overflow:hidden;padding:0px 3px 0px 3px;vertical-align:bottom;">Polycarbonate </td> <td data-sheets-value='{"1":2,"2":"EW"}' style="overflow:hidden;padding:0px 3px 0px 3px;vertical-align:bottom;">EW</td> <td data-sheets-value='{"1":2,"2":"Clear (A)"}' style="overflow:hidden;padding:0px 3px 0px 3px;vertical-align:bottom;">Clear (A)</td> <td data-sheets-numberformat='{"1":2,"2":"0.00","3":1}' data-sheets-value='{"1":3,"3":1.19}' style="overflow:hidden;padding:0px 3px 0px 3px;vertical-align:bottom;text-align:center;">1.19</td> <td data-sheets-numberformat='{"1":2,"2":"0","3":1}' data-sheets-value='{"1":3,"3":36.08}' style="overflow:hidden;padding:0px 3px 0px 3px;vertical-align:bottom;text-align:center;">36</td> <td data-sheets-numberformat='{"1":2,"2":"0","3":1}' data-sheets-value='{"1":3,"3":54.78}' style="overflow:hidden;padding:0px 3px 0px 3px;vertical-align:bottom;text-align:center;">55</td> <td data-sheets-value='{"1":3,"3":24}' style="border-right:1px solid #000000;overflow:hidden;padding:0px 3px 0px 3px;vertical-align:bottom;text-align:center;">24</td> </tr> <tr style="height:20px;"> <td data-sheets-value='{"1":2,"2":"PC"}' style="border-left:1px solid #000000;overflow:hidden;padding:0px 3px 0px 3px;vertical-align:bottom;">PC</td> <td style="overflow:hidden;padding:0px 3px 0px 3px;vertical-align:bottom;"></td> <td data-sheets-value='{"1":2,"2":"Opal (D)"}' style="overflow:hidden;padding:0px 3px 0px 3px;vertical-align:bottom;">Opal (D)</td> <td data-sheets-numberformat='{"1":2,"2":"0.00","3":1}' data-sheets-value='{"1":3,"3":1.19}' style="overflow:hidden;padding:0px 3px 0px 3px;vertical-align:bottom;text-align:center;">1.19</td> <td data-sheets-numberformat='{"1":2,"2":"0","3":1}' data-sheets-value='{"1":3,"3":23.779999999999998}' style="overflow:hidden;padding:0px 3px 0px 3px;vertical-align:bottom;text-align:center;">24</td> <td data-sheets-numberformat='{"1":2,"2":"0","3":1}' data-sheets-value='{"1":3,"3":39.6}' style="overflow:hidden;padding:0px 3px 0px 3px;vertical-align:bottom;text-align:center;">40</td> <td data-sheets-value='{"1":3,"3":24}' style="border-right:1px solid #000000;overflow:hidden;padding:0px 3px 0px 3px;vertical-align:bottom;text-align:center;">24</td> </tr> <tr style="height:20px;"> <td style="border-left:1px solid #000000;overflow:hidden;padding:0px 3px 0px 3px;vertical-align:bottom;"></td> <td data-sheets-value='{"1":2,"2":"DW"}' style="overflow:hidden;padding:0px 3px 0px 3px;vertical-align:bottom;">DW</td> <td data-sheets-value='{"1":2,"2":"Clear (A/H)"}' style="overflow:hidden;padding:0px 3px 0px 3px;vertical-align:bottom;">Clear (A/H)</td> <td data-sheets-numberformat='{"1":2,"2":"0.00","3":1}' data-sheets-value='{"1":3,"3":0.98}' style="overflow:hidden;padding:0px 3px 0px 3px;vertical-align:bottom;text-align:center;">0.98</td> <td data-sheets-numberformat='{"1":2,"2":"0","3":1}' data-sheets-value='{"1":3,"3":32.39}' style="overflow:hidden;padding:0px 3px 0px 3px;vertical-align:bottom;text-align:center;">32</td> <td data-sheets-numberformat='{"1":2,"2":"0","3":1}' data-sheets-value='{"1":3,"3":47.52}' style="overflow:hidden;padding:0px 3px 0px 3px;vertical-align:bottom;text-align:center;">48</td> <td data-sheets-value='{"1":3,"3":26}' style="border-right:1px solid #000000;overflow:hidden;padding:0px 3px 0px 3px;vertical-align:bottom;text-align:center;">26</td> </tr> <tr style="height:20px;"> <td style="border-left:1px solid #000000;overflow:hidden;padding:0px 3px 0px 3px;vertical-align:bottom;"></td> <td style="overflow:hidden;padding:0px 3px 0px 3px;vertical-align:bottom;"></td> <td data-sheets-value='{"1":2,"2":"Clear (A/A)"}' style="overflow:hidden;padding:0px 3px 0px 3px;vertical-align:bottom;">Clear (A/A)</td> <td data-sheets-numberformat='{"1":2,"2":"0.00","3":1}' data-sheets-value='{"1":3,"3":0.98}' style="overflow:hidden;padding:0px 3px 0px 3px;vertical-align:bottom;text-align:center;">0.98</td> <td data-sheets-numberformat='{"1":2,"2":"0","3":1}' data-sheets-value='{"1":3,"3":31.569999999999997}' style="overflow:hidden;padding:0px 3px 0px 3px;vertical-align:bottom;text-align:center;">32</td> <td data-sheets-numberformat='{"1":2,"2":"0","3":1}' data-sheets-value='{"1":3,"3":45.54}' style="overflow:hidden;padding:0px 3px 0px 3px;vertical-align:bottom;text-align:center;">46</td> <td data-sheets-value='{"1":3,"3":26}' style="border-right:1px solid #000000;overflow:hidden;padding:0px 3px 0px 3px;vertical-align:bottom;text-align:center;">26</td> </tr> <tr style="height:20px;"> <td style="border-left:1px solid #000000;overflow:hidden;padding:0px 3px 0px 3px;vertical-align:bottom;"></td> <td style="overflow:hidden;padding:0px 3px 0px 3px;vertical-align:bottom;"></td> <td data-sheets-value='{"1":2,"2":"Opal (A/O)"}' style="overflow:hidden;padding:0px 3px 0px 3px;vertical-align:bottom;">Opal (A/O)</td> <td data-sheets-numberformat='{"1":2,"2":"0.00","3":1}' data-sheets-value='{"1":3,"3":0.98}' style="overflow:hidden;padding:0px 3px 0px 3px;vertical-align:bottom;text-align:center;">0.98</td> <td data-sheets-numberformat='{"1":2,"2":"0","3":1}' data-sheets-value='{"1":3,"3":29.93}' style="overflow:hidden;padding:0px 3px 0px 3px;vertical-align:bottom;text-align:center;">30</td> <td data-sheets-numberformat='{"1":2,"2":"0","3":1}' data-sheets-value='{"1":3,"3":41.580000000000005}' style="overflow:hidden;padding:0px 3px 0px 3px;vertical-align:bottom;text-align:center;">42</td> <td data-sheets-value='{"1":3,"3":26}' style="border-right:1px solid #000000;overflow:hidden;padding:0px 3px 0px 3px;vertical-align:bottom;text-align:center;">26</td> </tr> <tr style="height:20px;"> <td style="border-bottom:1px solid #000000;border-left:1px solid #000000;overflow:hidden;padding:0px 3px 0px 3px;vertical-align:bottom;"></td> <td style="border-bottom:1px solid #000000;overflow:hidden;padding:0px 3px 0px 3px;vertical-align:bottom;"></td> <td data-sheets-value='{"1":2,"2":"Opal (A/D)"}' style="border-bottom:1px solid #000000;overflow:hidden;padding:0px 3px 0px 3px;vertical-align:bottom;">Opal (A/D)</td> <td data-sheets-numberformat='{"1":2,"2":"0.00","3":1}' data-sheets-value='{"1":3,"3":0.98}' style="border-bottom:1px solid #000000;overflow:hidden;padding:0px 3px 0px 3px;vertical-align:bottom;text-align:center;">0.98</td> <td data-sheets-numberformat='{"1":2,"2":"0","3":1}' data-sheets-value='{"1":3,"3":20.91}' style="border-bottom:1px solid #000000;overflow:hidden;padding:0px 3px 0px 3px;vertical-align:bottom;text-align:center;">21</td> <td data-sheets-numberformat='{"1":2,"2":"0","3":1}' data-sheets-value='{"1":3,"3":33}' style="border-bottom:1px solid #000000;overflow:hidden;padding:0px 3px 0px 3px;vertical-align:bottom;text-align:center;">33</td> <td data-sheets-value='{"1":3,"3":26}' style="border-right:1px solid #000000;border-bottom:1px solid #000000;overflow:hidden;padding:0px 3px 0px 3px;vertical-align:bottom;text-align:center;">26</td> </tr> <tr style="height:20px;"> <td data-sheets-value='{"1":2,"2":"Polycarbonate"}' style="border-left:1px solid #000000;overflow:hidden;padding:0px 3px 0px 3px;vertical-align:bottom;">Polycarbonate</td> <td data-sheets-value='{"1":2,"2":"EW"}' style="overflow:hidden;padding:0px 3px 0px 3px;vertical-align:bottom;">EW</td> <td data-sheets-value='{"1":2,"2":"Heatstop Opal (T)"}' style="overflow:hidden;padding:0px 3px 0px 3px;vertical-align:bottom;">Heatstop Opal (T)</td> <td data-sheets-numberformat='{"1":2,"2":"0.00","3":1}' data-sheets-value='{"1":3,"3":1.19}' style="overflow:hidden;padding:0px 3px 0px 3px;vertical-align:bottom;text-align:center;">1.19</td> <td data-sheets-numberformat='{"1":2,"2":"0","3":1}' data-sheets-value='{"1":3,"3":20.09}' style="overflow:hidden;padding:0px 3px 0px 3px;vertical-align:bottom;text-align:center;">20</td> <td data-sheets-numberformat='{"1":2,"2":"0","3":1}' data-sheets-value='{"1":3,"3":38.940000000000005}' style="overflow:hidden;padding:0px 3px 0px 3px;vertical-align:bottom;text-align:center;">39</td> <td data-sheets-value='{"1":3,"3":24}' style="border-right:1px solid #000000;overflow:hidden;padding:0px 3px 0px 3px;vertical-align:bottom;text-align:center;">24</td> </tr> <tr style="height:20px;"> <td data-sheets-value='{"1":2,"2":"Heatstop PC"}' style="border-left:1px solid #000000;overflow:hidden;padding:0px 3px 0px 3px;vertical-align:bottom;">Heatstop PC</td> <td data-sheets-value='{"1":2,"2":"DW"}' style="overflow:hidden;padding:0px 3px 0px 3px;vertical-align:bottom;">DW</td> <td data-sheets-value='{"1":2,"2":"Clear (T/H)"}' style="overflow:hidden;padding:0px 3px 0px 3px;vertical-align:bottom;">Clear (T/H)</td> <td data-sheets-numberformat='{"1":2,"2":"0.00","3":1}' data-sheets-value='{"1":3,"3":0.98}' style="overflow:hidden;padding:0px 3px 0px 3px;vertical-align:bottom;text-align:center;">0.98</td> <td data-sheets-numberformat='{"1":2,"2":"0","3":1}' data-sheets-value='{"1":3,"3":18.04}' style="overflow:hidden;padding:0px 3px 0px 3px;vertical-align:bottom;text-align:center;">18</td> <td data-sheets-numberformat='{"1":2,"2":"0","3":1}' data-sheets-value='{"1":3,"3":33.660000000000004}' style="overflow:hidden;padding:0px 3px 0px 3px;vertical-align:bottom;text-align:center;">34</td> <td data-sheets-value='{"1":3,"3":26}' style="border-right:1px solid #000000;overflow:hidden;padding:0px 3px 0px 3px;vertical-align:bottom;text-align:center;">26</td> </tr> <tr style="height:20px;"> <td style="border-bottom:1px solid #000000;border-left:1px solid #000000;overflow:hidden;padding:0px 3px 0px 3px;vertical-align:bottom;"></td> <td style="border-bottom:1px solid #000000;overflow:hidden;padding:0px 3px 0px 3px;vertical-align:bottom;"></td> <td data-sheets-value='{"1":2,"2":"Opal (T/O)"}' style="border-bottom:1px solid #000000;overflow:hidden;padding:0px 3px 0px 3px;vertical-align:bottom;">Opal (T/O)</td> <td data-sheets-numberformat='{"1":2,"2":"0.00","3":1}' data-sheets-value='{"1":3,"3":0.98}' style="border-bottom:1px solid #000000;overflow:hidden;padding:0px 3px 0px 3px;vertical-align:bottom;text-align:center;">0.98</td> <td data-sheets-numberformat='{"1":2,"2":"0","3":1}' data-sheets-value='{"1":3,"3":16.81}' style="border-bottom:1px solid #000000;overflow:hidden;padding:0px 3px 0px 3px;vertical-align:bottom;text-align:center;">17</td> <td data-sheets-numberformat='{"1":2,"2":"0","3":1}' data-sheets-value='{"1":3,"3":29.700000000000003}' style="border-bottom:1px solid #000000;overflow:hidden;padding:0px 3px 0px 3px;vertical-align:bottom;text-align:center;">30</td> <td data-sheets-value='{"1":3,"3":26}' style="border-right:1px solid #000000;border-bottom:1px solid #000000;overflow:hidden;padding:0px 3px 0px 3px;vertical-align:bottom;text-align:center;">26</td> </tr> </tbody></table> | skylux-160-ce-met-koepel-en-polyester-opstand-30-20-met-lm-motor-pvc-raam-type-ep25-en-windvang-1600-x-2500-mm | 8586013638989 | 46872312709453
Smoke and heat exhaust (SHEV) | SHE system | Skylux | Skylux 160° CE with skylight and polyester curb 30/20 with double LM-actuator, PVC frame type EP25 and spoiler 1600 x 2800 mm |  | 50767 | 5412970507673 | 11532.55 | Yes | 30-45 | 174.37 | 1600 x 2800 mm | 2800 | 1600 |  | polyester 30/20 (30 cm high & roof opening = 20 cm larger than daylight size) | Rectangular | 1.19 W/m²K - 0.98 W/m²K | 57% - 30% | 37% - 17% | 24dB - 26dB | 160° CE (for industry) | PVC frame EP25 | with spoiler | E | Double actuator | Maximum double-walled skylight possible for this product | Ut-value LT-value g-value Rw-value EN 1873 : 2014 EN ISO 13468 EN 16153 EN 410 EN 410 EN ISO 140-3 Material Walls Shells (W/m²K) (%) (%) (dB) Acrylic EW Clear (H) 1.19 37 57 24 PMMA Opal (O) 1.19 34 50 24 DW Clear (H/H) 0.98 33 50 26 Opal (O/O) 0.98 28 38 26 Polycarbonate EW Clear (A) 1.19 36 55 24 PC Opal (D) 1.19 24 40 24 DW Clear (A/H) 0.98 32 48 26 Clear (A/A) 0.98 32 46 26 Opal (A/O) 0.98 30 42 26 Opal (A/D) 0.98 21 33 26 Polycarbonate EW Heatstop Opal (T) 1.19 20 39 24 Heatstop PC DW Clear (T/H) 0.98 18 34 26 Opal (T/O) 0.98 17 30 26 | https://skylux.eu/en/products/skylux-160-ce-met-koepel-en-polyester-opstand-30-20-met-lm-motor-pvc-raam-type-ep25-en-windvang-1600-x-2800-mm | https://skylux.eu/cdn/shop/files/Skylux-160deg-CE-met-koepel-en-polyester-opstand-3020-met-dubbele-LM-motor-pvc-raam-type-EP25-en-windvang-1600-x-2800-mm-RWA-systeem.jpg?v=1702978280&width=1600 | https://skylux.eu/cdn/shop/files/e5a82811-1bb0-48e4-a776-cacb59c7c092_850037e0-0978-4712-b2fc-c1f5f3bf3085.jpg?v=1688550600&width=1600 | //skylux.eu/cdn/shop/files/E_MH_Mounting_instructions_Skylux_160_CE_LM.pdf?v=12406716259046007223 | //skylux.eu/cdn/shop/files/E_TD_Technical_File_Skylux_Skylux_160_CE_Electric.pdf?v=3667116872303399239 | <style type="text/css" id="isPasted"><!--td {border: 1px solid #cccccc;}br {mso-data-placement:same-cell;}--></style><table border="1" cellpadding="0" cellspacing="0" dir="ltr" style="table-layout:fixed;font-size:10pt;font-family:Arial;border-collapse:collapse;border:none;"><tbody> <tr style="height:20px;"> <td style="overflow:hidden;padding:0px 3px 0px 3px;vertical-align:bottom;"></td> <td style="overflow:hidden;padding:0px 3px 0px 3px;vertical-align:bottom;"></td> <td style="overflow:hidden;padding:0px 3px 0px 3px;vertical-align:bottom;"></td> <td data-sheets-value='{"1":2,"2":"Ut-value"}' style="overflow:hidden;padding:0px 3px 0px 3px;vertical-align:bottom;font-weight:bold;text-align:center;">Ut-value</td> <td data-sheets-value='{"1":2,"2":"LT-value"}' style="overflow:hidden;padding:0px 3px 0px 3px;vertical-align:bottom;font-weight:bold;text-align:center;">LT-value</td> <td data-sheets-value='{"1":2,"2":"g-value"}' style="overflow:hidden;padding:0px 3px 0px 3px;vertical-align:bottom;font-weight:bold;text-align:center;">g-value</td> <td data-sheets-value='{"1":2,"2":"Rw-value "}' style="overflow:hidden;padding:0px 3px 0px 3px;vertical-align:bottom;font-weight:bold;text-align:center;">Rw-value </td> </tr> <tr style="height:20px;"> <td style="overflow:hidden;padding:0px 3px 0px 3px;vertical-align:bottom;"></td> <td style="overflow:hidden;padding:0px 3px 0px 3px;vertical-align:bottom;"></td> <td style="overflow:hidden;padding:0px 3px 0px 3px;vertical-align:bottom;"></td> <td data-sheets-numberformat='{"1":2,"2":"0.00","3":1}' data-sheets-value='{"1":2,"2":"EN 1873 : 2014"}' style="overflow:hidden;padding:0px 3px 0px 3px;vertical-align:bottom;text-align:center;">EN 1873 : 2014</td> <td data-sheets-numberformat='{"1":2,"2":"0","3":1}' data-sheets-value='{"1":2,"2":"EN ISO 13468 EN 16153 EN 410"}' style="overflow:hidden;padding:0px 3px 0px 3px;vertical-align:bottom;text-align:center;">EN ISO 13468 EN 16153 EN 410</td> <td data-sheets-numberformat='{"1":2,"2":"0","3":1}' data-sheets-value='{"1":2,"2":"EN 410"}' style="overflow:hidden;padding:0px 3px 0px 3px;vertical-align:bottom;text-align:center;">EN 410</td> <td data-sheets-value='{"1":2,"2":"EN ISO 140-3\t\t"}' style="overflow:hidden;padding:0px 3px 0px 3px;vertical-align:bottom;text-align:center;">EN ISO 140-3 </td> </tr> <tr style="height:20px;"> <td data-sheets-value='{"1":2,"2":"Material"}' style="border-bottom:1px solid #000000;overflow:hidden;padding:0px 3px 0px 3px;vertical-align:bottom;background-color:#000000;font-weight:bold;color:#ffffff;">Material</td> <td data-sheets-value='{"1":2,"2":"Walls"}' style="border-bottom:1px solid #000000;overflow:hidden;padding:0px 3px 0px 3px;vertical-align:bottom;background-color:#000000;font-weight:bold;color:#ffffff;">Walls</td> <td data-sheets-value='{"1":2,"2":"Shells"}' style="border-bottom:1px solid #000000;overflow:hidden;padding:0px 3px 0px 3px;vertical-align:bottom;background-color:#000000;font-weight:bold;color:#ffffff;">Shells</td> <td data-sheets-numberformat='{"1":2,"2":"0.00","3":1}' data-sheets-value='{"1":2,"2":"(W/m²K)\t"}' style="border-bottom:1px solid #000000;overflow:hidden;padding:0px 3px 0px 3px;vertical-align:bottom;background-color:#000000;font-weight:bold;color:#ffffff;text-align:center;">(W/m²K) </td> <td data-sheets-numberformat='{"1":2,"2":"0","3":1}' data-sheets-value='{"1":2,"2":"(%)"}' style="border-bottom:1px solid #000000;overflow:hidden;padding:0px 3px 0px 3px;vertical-align:bottom;background-color:#000000;font-weight:bold;color:#ffffff;text-align:center;">(%)</td> <td data-sheets-numberformat='{"1":2,"2":"0","3":1}' data-sheets-value='{"1":2,"2":"(%)"}' style="border-bottom:1px solid #000000;overflow:hidden;padding:0px 3px 0px 3px;vertical-align:bottom;background-color:#000000;font-weight:bold;color:#ffffff;text-align:center;">(%)</td> <td data-sheets-value='{"1":2,"2":"(dB)"}' style="border-bottom:1px solid #000000;overflow:hidden;padding:0px 3px 0px 3px;vertical-align:bottom;background-color:#000000;font-weight:bold;color:#ffffff;text-align:center;">(dB)</td> </tr> <tr style="height:20px;"> <td data-sheets-value='{"1":2,"2":"Acrylic"}' style="border-left:1px solid #000000;overflow:hidden;padding:0px 3px 0px 3px;vertical-align:bottom;">Acrylic</td> <td data-sheets-value='{"1":2,"2":"EW"}' style="overflow:hidden;padding:0px 3px 0px 3px;vertical-align:bottom;">EW</td> <td data-sheets-value='{"1":2,"2":"Clear (H)"}' style="overflow:hidden;padding:0px 3px 0px 3px;vertical-align:bottom;">Clear (H)</td> <td data-sheets-numberformat='{"1":2,"2":"0.00","3":1}' data-sheets-value='{"1":3,"3":1.19}' style="overflow:hidden;padding:0px 3px 0px 3px;vertical-align:bottom;text-align:center;">1.19</td> <td data-sheets-numberformat='{"1":2,"2":"0","3":1}' data-sheets-value='{"1":3,"3":36.9}' style="overflow:hidden;padding:0px 3px 0px 3px;vertical-align:bottom;text-align:center;">37</td> <td data-sheets-numberformat='{"1":2,"2":"0","3":1}' data-sheets-value='{"1":3,"3":57.42}' style="overflow:hidden;padding:0px 3px 0px 3px;vertical-align:bottom;text-align:center;">57</td> <td data-sheets-value='{"1":3,"3":24}' style="border-right:1px solid #000000;overflow:hidden;padding:0px 3px 0px 3px;vertical-align:bottom;text-align:center;">24</td> </tr> <tr style="height:20px;"> <td data-sheets-value='{"1":2,"2":"PMMA"}' style="border-left:1px solid #000000;overflow:hidden;padding:0px 3px 0px 3px;vertical-align:bottom;">PMMA</td> <td style="overflow:hidden;padding:0px 3px 0px 3px;vertical-align:bottom;"></td> <td data-sheets-value='{"1":2,"2":"Opal (O)"}' style="overflow:hidden;padding:0px 3px 0px 3px;vertical-align:bottom;">Opal (O)</td> <td data-sheets-numberformat='{"1":2,"2":"0.00","3":1}' data-sheets-value='{"1":3,"3":1.19}' style="overflow:hidden;padding:0px 3px 0px 3px;vertical-align:bottom;text-align:center;">1.19</td> <td data-sheets-numberformat='{"1":2,"2":"0","3":1}' data-sheets-value='{"1":3,"3":34.03}' style="overflow:hidden;padding:0px 3px 0px 3px;vertical-align:bottom;text-align:center;">34</td> <td data-sheets-numberformat='{"1":2,"2":"0","3":1}' data-sheets-value='{"1":3,"3":50.160000000000004}' style="overflow:hidden;padding:0px 3px 0px 3px;vertical-align:bottom;text-align:center;">50</td> <td data-sheets-value='{"1":3,"3":24}' style="border-right:1px solid #000000;overflow:hidden;padding:0px 3px 0px 3px;vertical-align:bottom;text-align:center;">24</td> </tr> <tr style="height:20px;"> <td style="border-left:1px solid #000000;overflow:hidden;padding:0px 3px 0px 3px;vertical-align:bottom;"></td> <td data-sheets-value='{"1":2,"2":"DW"}' style="overflow:hidden;padding:0px 3px 0px 3px;vertical-align:bottom;">DW</td> <td data-sheets-value='{"1":2,"2":"Clear (H/H)"}' style="overflow:hidden;padding:0px 3px 0px 3px;vertical-align:bottom;">Clear (H/H)</td> <td data-sheets-numberformat='{"1":2,"2":"0.00","3":1}' data-sheets-value='{"1":3,"3":0.98}' style="overflow:hidden;padding:0px 3px 0px 3px;vertical-align:bottom;text-align:center;">0.98</td> <td data-sheets-numberformat='{"1":2,"2":"0","3":1}' data-sheets-value='{"1":3,"3":33.21}' style="overflow:hidden;padding:0px 3px 0px 3px;vertical-align:bottom;text-align:center;">33</td> <td data-sheets-numberformat='{"1":2,"2":"0","3":1}' data-sheets-value='{"1":3,"3":49.5}' style="overflow:hidden;padding:0px 3px 0px 3px;vertical-align:bottom;text-align:center;">50</td> <td data-sheets-value='{"1":3,"3":26}' style="border-right:1px solid #000000;overflow:hidden;padding:0px 3px 0px 3px;vertical-align:bottom;text-align:center;">26</td> </tr> <tr style="height:20px;"> <td style="border-bottom:1px solid #000000;border-left:1px solid #000000;overflow:hidden;padding:0px 3px 0px 3px;vertical-align:bottom;"></td> <td style="border-bottom:1px solid #000000;overflow:hidden;padding:0px 3px 0px 3px;vertical-align:bottom;"></td> <td data-sheets-value='{"1":2,"2":"Opal (O/O)"}' style="border-bottom:1px solid #000000;overflow:hidden;padding:0px 3px 0px 3px;vertical-align:bottom;">Opal (O/O)</td> <td data-sheets-numberformat='{"1":2,"2":"0.00","3":1}' data-sheets-value='{"1":3,"3":0.98}' style="border-bottom:1px solid #000000;overflow:hidden;padding:0px 3px 0px 3px;vertical-align:bottom;text-align:center;">0.98</td> <td data-sheets-numberformat='{"1":2,"2":"0","3":1}' data-sheets-value='{"1":3,"3":28.29}' style="border-bottom:1px solid #000000;overflow:hidden;padding:0px 3px 0px 3px;vertical-align:bottom;text-align:center;">28</td> <td data-sheets-numberformat='{"1":2,"2":"0","3":1}' data-sheets-value='{"1":3,"3":38.28}' style="border-bottom:1px solid #000000;overflow:hidden;padding:0px 3px 0px 3px;vertical-align:bottom;text-align:center;">38</td> <td data-sheets-value='{"1":3,"3":26}' style="border-right:1px solid #000000;border-bottom:1px solid #000000;overflow:hidden;padding:0px 3px 0px 3px;vertical-align:bottom;text-align:center;">26</td> </tr> <tr style="height:20px;"> <td data-sheets-value='{"1":2,"2":"Polycarbonate "}' style="border-left:1px solid #000000;overflow:hidden;padding:0px 3px 0px 3px;vertical-align:bottom;">Polycarbonate </td> <td data-sheets-value='{"1":2,"2":"EW"}' style="overflow:hidden;padding:0px 3px 0px 3px;vertical-align:bottom;">EW</td> <td data-sheets-value='{"1":2,"2":"Clear (A)"}' style="overflow:hidden;padding:0px 3px 0px 3px;vertical-align:bottom;">Clear (A)</td> <td data-sheets-numberformat='{"1":2,"2":"0.00","3":1}' data-sheets-value='{"1":3,"3":1.19}' style="overflow:hidden;padding:0px 3px 0px 3px;vertical-align:bottom;text-align:center;">1.19</td> <td data-sheets-numberformat='{"1":2,"2":"0","3":1}' data-sheets-value='{"1":3,"3":36.08}' style="overflow:hidden;padding:0px 3px 0px 3px;vertical-align:bottom;text-align:center;">36</td> <td data-sheets-numberformat='{"1":2,"2":"0","3":1}' data-sheets-value='{"1":3,"3":54.78}' style="overflow:hidden;padding:0px 3px 0px 3px;vertical-align:bottom;text-align:center;">55</td> <td data-sheets-value='{"1":3,"3":24}' style="border-right:1px solid #000000;overflow:hidden;padding:0px 3px 0px 3px;vertical-align:bottom;text-align:center;">24</td> </tr> <tr style="height:20px;"> <td data-sheets-value='{"1":2,"2":"PC"}' style="border-left:1px solid #000000;overflow:hidden;padding:0px 3px 0px 3px;vertical-align:bottom;">PC</td> <td style="overflow:hidden;padding:0px 3px 0px 3px;vertical-align:bottom;"></td> <td data-sheets-value='{"1":2,"2":"Opal (D)"}' style="overflow:hidden;padding:0px 3px 0px 3px;vertical-align:bottom;">Opal (D)</td> <td data-sheets-numberformat='{"1":2,"2":"0.00","3":1}' data-sheets-value='{"1":3,"3":1.19}' style="overflow:hidden;padding:0px 3px 0px 3px;vertical-align:bottom;text-align:center;">1.19</td> <td data-sheets-numberformat='{"1":2,"2":"0","3":1}' data-sheets-value='{"1":3,"3":23.779999999999998}' style="overflow:hidden;padding:0px 3px 0px 3px;vertical-align:bottom;text-align:center;">24</td> <td data-sheets-numberformat='{"1":2,"2":"0","3":1}' data-sheets-value='{"1":3,"3":39.6}' style="overflow:hidden;padding:0px 3px 0px 3px;vertical-align:bottom;text-align:center;">40</td> <td data-sheets-value='{"1":3,"3":24}' style="border-right:1px solid #000000;overflow:hidden;padding:0px 3px 0px 3px;vertical-align:bottom;text-align:center;">24</td> </tr> <tr style="height:20px;"> <td style="border-left:1px solid #000000;overflow:hidden;padding:0px 3px 0px 3px;vertical-align:bottom;"></td> <td data-sheets-value='{"1":2,"2":"DW"}' style="overflow:hidden;padding:0px 3px 0px 3px;vertical-align:bottom;">DW</td> <td data-sheets-value='{"1":2,"2":"Clear (A/H)"}' style="overflow:hidden;padding:0px 3px 0px 3px;vertical-align:bottom;">Clear (A/H)</td> <td data-sheets-numberformat='{"1":2,"2":"0.00","3":1}' data-sheets-value='{"1":3,"3":0.98}' style="overflow:hidden;padding:0px 3px 0px 3px;vertical-align:bottom;text-align:center;">0.98</td> <td data-sheets-numberformat='{"1":2,"2":"0","3":1}' data-sheets-value='{"1":3,"3":32.39}' style="overflow:hidden;padding:0px 3px 0px 3px;vertical-align:bottom;text-align:center;">32</td> <td data-sheets-numberformat='{"1":2,"2":"0","3":1}' data-sheets-value='{"1":3,"3":47.52}' style="overflow:hidden;padding:0px 3px 0px 3px;vertical-align:bottom;text-align:center;">48</td> <td data-sheets-value='{"1":3,"3":26}' style="border-right:1px solid #000000;overflow:hidden;padding:0px 3px 0px 3px;vertical-align:bottom;text-align:center;">26</td> </tr> <tr style="height:20px;"> <td style="border-left:1px solid #000000;overflow:hidden;padding:0px 3px 0px 3px;vertical-align:bottom;"></td> <td style="overflow:hidden;padding:0px 3px 0px 3px;vertical-align:bottom;"></td> <td data-sheets-value='{"1":2,"2":"Clear (A/A)"}' style="overflow:hidden;padding:0px 3px 0px 3px;vertical-align:bottom;">Clear (A/A)</td> <td data-sheets-numberformat='{"1":2,"2":"0.00","3":1}' data-sheets-value='{"1":3,"3":0.98}' style="overflow:hidden;padding:0px 3px 0px 3px;vertical-align:bottom;text-align:center;">0.98</td> <td data-sheets-numberformat='{"1":2,"2":"0","3":1}' data-sheets-value='{"1":3,"3":31.569999999999997}' style="overflow:hidden;padding:0px 3px 0px 3px;vertical-align:bottom;text-align:center;">32</td> <td data-sheets-numberformat='{"1":2,"2":"0","3":1}' data-sheets-value='{"1":3,"3":45.54}' style="overflow:hidden;padding:0px 3px 0px 3px;vertical-align:bottom;text-align:center;">46</td> <td data-sheets-value='{"1":3,"3":26}' style="border-right:1px solid #000000;overflow:hidden;padding:0px 3px 0px 3px;vertical-align:bottom;text-align:center;">26</td> </tr> <tr style="height:20px;"> <td style="border-left:1px solid #000000;overflow:hidden;padding:0px 3px 0px 3px;vertical-align:bottom;"></td> <td style="overflow:hidden;padding:0px 3px 0px 3px;vertical-align:bottom;"></td> <td data-sheets-value='{"1":2,"2":"Opal (A/O)"}' style="overflow:hidden;padding:0px 3px 0px 3px;vertical-align:bottom;">Opal (A/O)</td> <td data-sheets-numberformat='{"1":2,"2":"0.00","3":1}' data-sheets-value='{"1":3,"3":0.98}' style="overflow:hidden;padding:0px 3px 0px 3px;vertical-align:bottom;text-align:center;">0.98</td> <td data-sheets-numberformat='{"1":2,"2":"0","3":1}' data-sheets-value='{"1":3,"3":29.93}' style="overflow:hidden;padding:0px 3px 0px 3px;vertical-align:bottom;text-align:center;">30</td> <td data-sheets-numberformat='{"1":2,"2":"0","3":1}' data-sheets-value='{"1":3,"3":41.580000000000005}' style="overflow:hidden;padding:0px 3px 0px 3px;vertical-align:bottom;text-align:center;">42</td> <td data-sheets-value='{"1":3,"3":26}' style="border-right:1px solid #000000;overflow:hidden;padding:0px 3px 0px 3px;vertical-align:bottom;text-align:center;">26</td> </tr> <tr style="height:20px;"> <td style="border-bottom:1px solid #000000;border-left:1px solid #000000;overflow:hidden;padding:0px 3px 0px 3px;vertical-align:bottom;"></td> <td style="border-bottom:1px solid #000000;overflow:hidden;padding:0px 3px 0px 3px;vertical-align:bottom;"></td> <td data-sheets-value='{"1":2,"2":"Opal (A/D)"}' style="border-bottom:1px solid #000000;overflow:hidden;padding:0px 3px 0px 3px;vertical-align:bottom;">Opal (A/D)</td> <td data-sheets-numberformat='{"1":2,"2":"0.00","3":1}' data-sheets-value='{"1":3,"3":0.98}' style="border-bottom:1px solid #000000;overflow:hidden;padding:0px 3px 0px 3px;vertical-align:bottom;text-align:center;">0.98</td> <td data-sheets-numberformat='{"1":2,"2":"0","3":1}' data-sheets-value='{"1":3,"3":20.91}' style="border-bottom:1px solid #000000;overflow:hidden;padding:0px 3px 0px 3px;vertical-align:bottom;text-align:center;">21</td> <td data-sheets-numberformat='{"1":2,"2":"0","3":1}' data-sheets-value='{"1":3,"3":33}' style="border-bottom:1px solid #000000;overflow:hidden;padding:0px 3px 0px 3px;vertical-align:bottom;text-align:center;">33</td> <td data-sheets-value='{"1":3,"3":26}' style="border-right:1px solid #000000;border-bottom:1px solid #000000;overflow:hidden;padding:0px 3px 0px 3px;vertical-align:bottom;text-align:center;">26</td> </tr> <tr style="height:20px;"> <td data-sheets-value='{"1":2,"2":"Polycarbonate"}' style="border-left:1px solid #000000;overflow:hidden;padding:0px 3px 0px 3px;vertical-align:bottom;">Polycarbonate</td> <td data-sheets-value='{"1":2,"2":"EW"}' style="overflow:hidden;padding:0px 3px 0px 3px;vertical-align:bottom;">EW</td> <td data-sheets-value='{"1":2,"2":"Heatstop Opal (T)"}' style="overflow:hidden;padding:0px 3px 0px 3px;vertical-align:bottom;">Heatstop Opal (T)</td> <td data-sheets-numberformat='{"1":2,"2":"0.00","3":1}' data-sheets-value='{"1":3,"3":1.19}' style="overflow:hidden;padding:0px 3px 0px 3px;vertical-align:bottom;text-align:center;">1.19</td> <td data-sheets-numberformat='{"1":2,"2":"0","3":1}' data-sheets-value='{"1":3,"3":20.09}' style="overflow:hidden;padding:0px 3px 0px 3px;vertical-align:bottom;text-align:center;">20</td> <td data-sheets-numberformat='{"1":2,"2":"0","3":1}' data-sheets-value='{"1":3,"3":38.940000000000005}' style="overflow:hidden;padding:0px 3px 0px 3px;vertical-align:bottom;text-align:center;">39</td> <td data-sheets-value='{"1":3,"3":24}' style="border-right:1px solid #000000;overflow:hidden;padding:0px 3px 0px 3px;vertical-align:bottom;text-align:center;">24</td> </tr> <tr style="height:20px;"> <td data-sheets-value='{"1":2,"2":"Heatstop PC"}' style="border-left:1px solid #000000;overflow:hidden;padding:0px 3px 0px 3px;vertical-align:bottom;">Heatstop PC</td> <td data-sheets-value='{"1":2,"2":"DW"}' style="overflow:hidden;padding:0px 3px 0px 3px;vertical-align:bottom;">DW</td> <td data-sheets-value='{"1":2,"2":"Clear (T/H)"}' style="overflow:hidden;padding:0px 3px 0px 3px;vertical-align:bottom;">Clear (T/H)</td> <td data-sheets-numberformat='{"1":2,"2":"0.00","3":1}' data-sheets-value='{"1":3,"3":0.98}' style="overflow:hidden;padding:0px 3px 0px 3px;vertical-align:bottom;text-align:center;">0.98</td> <td data-sheets-numberformat='{"1":2,"2":"0","3":1}' data-sheets-value='{"1":3,"3":18.04}' style="overflow:hidden;padding:0px 3px 0px 3px;vertical-align:bottom;text-align:center;">18</td> <td data-sheets-numberformat='{"1":2,"2":"0","3":1}' data-sheets-value='{"1":3,"3":33.660000000000004}' style="overflow:hidden;padding:0px 3px 0px 3px;vertical-align:bottom;text-align:center;">34</td> <td data-sheets-value='{"1":3,"3":26}' style="border-right:1px solid #000000;overflow:hidden;padding:0px 3px 0px 3px;vertical-align:bottom;text-align:center;">26</td> </tr> <tr style="height:20px;"> <td style="border-bottom:1px solid #000000;border-left:1px solid #000000;overflow:hidden;padding:0px 3px 0px 3px;vertical-align:bottom;"></td> <td style="border-bottom:1px solid #000000;overflow:hidden;padding:0px 3px 0px 3px;vertical-align:bottom;"></td> <td data-sheets-value='{"1":2,"2":"Opal (T/O)"}' style="border-bottom:1px solid #000000;overflow:hidden;padding:0px 3px 0px 3px;vertical-align:bottom;">Opal (T/O)</td> <td data-sheets-numberformat='{"1":2,"2":"0.00","3":1}' data-sheets-value='{"1":3,"3":0.98}' style="border-bottom:1px solid #000000;overflow:hidden;padding:0px 3px 0px 3px;vertical-align:bottom;text-align:center;">0.98</td> <td data-sheets-numberformat='{"1":2,"2":"0","3":1}' data-sheets-value='{"1":3,"3":16.81}' style="border-bottom:1px solid #000000;overflow:hidden;padding:0px 3px 0px 3px;vertical-align:bottom;text-align:center;">17</td> <td data-sheets-numberformat='{"1":2,"2":"0","3":1}' data-sheets-value='{"1":3,"3":29.700000000000003}' style="border-bottom:1px solid #000000;overflow:hidden;padding:0px 3px 0px 3px;vertical-align:bottom;text-align:center;">30</td> <td data-sheets-value='{"1":3,"3":26}' style="border-right:1px solid #000000;border-bottom:1px solid #000000;overflow:hidden;padding:0px 3px 0px 3px;vertical-align:bottom;text-align:center;">26</td> </tr> </tbody></table> | skylux-160-ce-met-koepel-en-polyester-opstand-30-20-met-lm-motor-pvc-raam-type-ep25-en-windvang-1600-x-2800-mm | 8586013671757 | 46872312774989
Smoke and heat exhaust (SHEV) | SHE system | Skylux | Skylux 160° CE with skylight and polyester curb 30/20 with LM-actuator - iDome 0700 x 1000 mm |  | 83757 | 5412970837572 | 4237.45 | Yes | 30-45 | 74.75 | 700 x 1000 mm | 1000 | 700 |  | polyester 30/20 (30 cm high & roof opening = 20 cm larger than daylight size) | Rectangular | 0.93 W/m²K | 46% - 31% | 68% - 37% | 40dB | 160° CE (for industry) | iDome | without spoiler | E | Single actuator | Maximum single-walled skylight possible for this product | Number of walls Double glazing+ plastic skylight (max. single-walled) Insulation value (Ug-value) 0.93 W/m²K in combination with a single-walled skylight Burglar-resistant Yes Fall-through safety Only in combination with a polycarbonate plastic skylight Acoustic value Rw 40 dB LT-value 68% in combination with a single-walled clear acrylic skylight 62% in combination with a single-walled opal acrylic skylight 66% in combination with a single-walled clear polycarbonate skylight 44% in combination with a single-walled opal polycarbonate skylight g-value 46% in combination with a single-walled clear acrylic skylight 40% in combination with a single-walled opal acrylic skylight 44% in combination with a single-walled clear polycarbonate skylight 32% in combination with a single-walled opal polycarbonate skylight Shape Spherical Guarantee 10 years | https://skylux.eu/en/products/skylux-160-ce-met-koepel-en-polyester-opstand-30-20-met-lm-motor-idome-0700-x-1000-mm | https://skylux.eu/cdn/shop/files/Skylux-160deg-CE-met-koepel-en-polyester-opstand-3020-met-LM-motor-iDome-0700-x-1000-mm-RWA-systeem.jpg?v=1702978286&width=1600 | https://skylux.eu/cdn/shop/files/e5a82811-1bb0-48e4-a776-cacb59c7c092_5d6f6f23-94a9-40b1-a169-35048d6bf028.jpg?v=1688550601&width=1600 | //skylux.eu/cdn/shop/files/E_MH_Mounting_instructions_Skylux_160_CE_LM.pdf?v=12406716259046007223 | //skylux.eu/cdn/shop/files/E_TD_Technical_File_Skylux_Skylux_160_CE_Electric.pdf?v=3667116872303399239 | <table><tbody> <tr> <td>Number of walls</td> <td>Double glazing+ plastic skylight (max. single-walled)</td> </tr> <tr> <td>Insulation value (Ug-value)</td> <td>0.93 W/m²K in combination with a single-walled skylight</td> </tr> <tr> <td>Burglar-resistant</td> <td>Yes</td> </tr> <tr> <td>Fall-through safety</td> <td>Only in combination with a <a href="">polycarbonate plastic skylight</a> </td> </tr> <tr> <td>Acoustic value Rw</td> <td>40 dB</td> </tr> <tr> <td>LT-value</td> <td> <p>68% in combination with a single-walled clear acrylic skylight<br> 62% in combination with a single-walled opal acrylic skylight<br> 66% in combination with a single-walled clear polycarbonate skylight<br> 44% in combination with a single-walled opal polycarbonate skylight</p> </td> </tr> <tr> <td>g-value</td> <td>46% in combination with a single-walled clear acrylic skylight<br> 40% in combination with a single-walled opal acrylic skylight<br> 44% in combination with a single-walled clear polycarbonate skylight<br> 32% in combination with a single-walled opal polycarbonate skylight</td> </tr> <tr> <td>Shape</td> <td>Spherical</td> </tr> <tr> <td>Guarantee</td> <td>10 years</td> </tr> </tbody></table> | skylux-160-ce-met-koepel-en-polyester-opstand-30-20-met-lm-motor-idome-0700-x-1000-mm | 8586013704525 | 46872312807757
Smoke and heat exhaust (SHEV) | SHE system | Skylux | Skylux 160° CE with skylight and polyester curb 30/20 with LM-actuator - iDome 1000 x 1000 mm |  | 83759 | 5412970837596 | 4756.55 | Yes | 30-45 | 92.07 | 1000 x 1000 mm | 1000 | 1000 |  | polyester 30/20 (30 cm high & roof opening = 20 cm larger than daylight size) | Square | 0.93 W/m²K | 46% - 31% | 68% - 37% | 40dB | 160° CE (for industry) | iDome | without spoiler | E | Single actuator | Maximum single-walled skylight possible for this product | Number of walls Double glazing+ plastic skylight (max. single-walled) Insulation value (Ug-value) 0.93 W/m²K in combination with a single-walled skylight Burglar-resistant Yes Fall-through safety Only in combination with a polycarbonate plastic skylight Acoustic value Rw 40 dB LT-value 68% in combination with a single-walled clear acrylic skylight 62% in combination with a single-walled opal acrylic skylight 66% in combination with a single-walled clear polycarbonate skylight 44% in combination with a single-walled opal polycarbonate skylight g-value 46% in combination with a single-walled clear acrylic skylight 40% in combination with a single-walled opal acrylic skylight 44% in combination with a single-walled clear polycarbonate skylight 32% in combination with a single-walled opal polycarbonate skylight Shape Spherical Guarantee 10 years | https://skylux.eu/en/products/skylux-160-ce-met-koepel-en-polyester-opstand-30-20-met-lm-motor-idome-1000-x-1000-mm | https://skylux.eu/cdn/shop/files/Skylux-160deg-CE-met-koepel-en-polyester-opstand-3020-met-LM-motor-iDome-1000-x-1000-mm-RWA-systeem.jpg?v=1702978302&width=1600 | https://skylux.eu/cdn/shop/files/e5a82811-1bb0-48e4-a776-cacb59c7c092_254184bc-f867-4d0d-bcdf-f1a9a40bef71.jpg?v=1688550606&width=1600 | //skylux.eu/cdn/shop/files/E_MH_Mounting_instructions_Skylux_160_CE_LM.pdf?v=12406716259046007223 | //skylux.eu/cdn/shop/files/E_TD_Technical_File_Skylux_Skylux_160_CE_Electric.pdf?v=3667116872303399239 | <table><tbody> <tr> <td>Number of walls</td> <td>Double glazing+ plastic skylight (max. single-walled)</td> </tr> <tr> <td>Insulation value (Ug-value)</td> <td>0.93 W/m²K in combination with a single-walled skylight</td> </tr> <tr> <td>Burglar-resistant</td> <td>Yes</td> </tr> <tr> <td>Fall-through safety</td> <td>Only in combination with a <a href="">polycarbonate plastic skylight</a> </td> </tr> <tr> <td>Acoustic value Rw</td> <td>40 dB</td> </tr> <tr> <td>LT-value</td> <td> <p>68% in combination with a single-walled clear acrylic skylight<br> 62% in combination with a single-walled opal acrylic skylight<br> 66% in combination with a single-walled clear polycarbonate skylight<br> 44% in combination with a single-walled opal polycarbonate skylight</p> </td> </tr> <tr> <td>g-value</td> <td>46% in combination with a single-walled clear acrylic skylight<br> 40% in combination with a single-walled opal acrylic skylight<br> 44% in combination with a single-walled clear polycarbonate skylight<br> 32% in combination with a single-walled opal polycarbonate skylight</td> </tr> <tr> <td>Shape</td> <td>Spherical</td> </tr> <tr> <td>Guarantee</td> <td>10 years</td> </tr> </tbody></table> | skylux-160-ce-met-koepel-en-polyester-opstand-30-20-met-lm-motor-idome-1000-x-1000-mm | 8586013835597 | 46872313102669
Smoke and heat exhaust (SHEV) | SHE system | Skylux | Skylux 160° CE with skylight and polyester curb 30/20 with LM-actuator - iDome 1000 x 1300 mm |  | 83760 | 5412970837602 | 5142.5 | Yes | 30-45 | 107.75 | 1000 x 1300 mm | 1300 | 1000 |  | polyester 30/20 (30 cm high & roof opening = 20 cm larger than daylight size) | Rectangular | 0.93 W/m²K | 46% - 31% | 68% - 37% | 40dB | 160° CE (for industry) | iDome | without spoiler | E | Single actuator | Maximum single-walled skylight possible for this product | Number of walls Double glazing+ plastic skylight (max. single-walled) Insulation value (Ug-value) 0.93 W/m²K in combination with a single-walled skylight Burglar-resistant Yes Fall-through safety Only in combination with a polycarbonate plastic skylight Acoustic value Rw 40 dB LT-value 68% in combination with a single-walled clear acrylic skylight 62% in combination with a single-walled opal acrylic skylight 66% in combination with a single-walled clear polycarbonate skylight 44% in combination with a single-walled opal polycarbonate skylight g-value 46% in combination with a single-walled clear acrylic skylight 40% in combination with a single-walled opal acrylic skylight 44% in combination with a single-walled clear polycarbonate skylight 32% in combination with a single-walled opal polycarbonate skylight Shape Spherical Guarantee 10 years | https://skylux.eu/en/products/skylux-160-ce-met-koepel-en-polyester-opstand-30-20-met-lm-motor-idome-1000-x-1300-mm | https://skylux.eu/cdn/shop/files/Skylux-160deg-CE-met-koepel-en-polyester-opstand-3020-met-LM-motor-iDome-1000-x-1300-mm-RWA-systeem.jpg?v=1702978308&width=1600 | https://skylux.eu/cdn/shop/files/e5a82811-1bb0-48e4-a776-cacb59c7c092_338fdde1-7512-4c81-bfa0-2ef39cac9449.jpg?v=1688550607&width=1600 | //skylux.eu/cdn/shop/files/E_MH_Mounting_instructions_Skylux_160_CE_LM.pdf?v=12406716259046007223 | //skylux.eu/cdn/shop/files/E_TD_Technical_File_Skylux_Skylux_160_CE_Electric.pdf?v=3667116872303399239 | <table><tbody> <tr> <td>Number of walls</td> <td>Double glazing+ plastic skylight (max. single-walled)</td> </tr> <tr> <td>Insulation value (Ug-value)</td> <td>0.93 W/m²K in combination with a single-walled skylight</td> </tr> <tr> <td>Burglar-resistant</td> <td>Yes</td> </tr> <tr> <td>Fall-through safety</td> <td>Only in combination with a <a href="">polycarbonate plastic skylight</a> </td> </tr> <tr> <td>Acoustic value Rw</td> <td>40 dB</td> </tr> <tr> <td>LT-value</td> <td> <p>68% in combination with a single-walled clear acrylic skylight<br> 62% in combination with a single-walled opal acrylic skylight<br> 66% in combination with a single-walled clear polycarbonate skylight<br> 44% in combination with a single-walled opal polycarbonate skylight</p> </td> </tr> <tr> <td>g-value</td> <td>46% in combination with a single-walled clear acrylic skylight<br> 40% in combination with a single-walled opal acrylic skylight<br> 44% in combination with a single-walled clear polycarbonate skylight<br> 32% in combination with a single-walled opal polycarbonate skylight</td> </tr> <tr> <td>Shape</td> <td>Spherical</td> </tr> <tr> <td>Guarantee</td> <td>10 years</td> </tr> </tbody></table> | skylux-160-ce-met-koepel-en-polyester-opstand-30-20-met-lm-motor-idome-1000-x-1300-mm | 8586013868365 | 46872313135437
Smoke and heat exhaust (SHEV) | SHE system | Skylux | Skylux 160° CE with skylight and polyester curb 30/20 with LM-actuator - iWindow2 0700 x 1000 mm |  | 83764 | 5412970837640 | 4187.85 | Yes | 30-45 | 82.09 | 700 x 1000 mm | 1000 | 700 |  | polyester 30/20 (30 cm high & roof opening = 20 cm larger than daylight size) | Rectangular | 1.00 W/m²K | 52% | 75% | 39dB | 160° CE (for industry) | iWindow2 | without spoiler | E | Single actuator |  | Material Clear Number of walls Double-walled Insulation value (Ug-value) 1 W/m²K Acoustic value Rw 39 dB Fall-through safety Yes LT-value 75 % g-value 52 % Weight 44 kg/m² Guarantee 10 years | https://skylux.eu/en/products/skylux-160-ce-met-koepel-en-polyester-opstand-30-20-met-lm-motor-iwindow2-0700-x-1000-mm | https://skylux.eu/cdn/shop/files/Skylux-160deg-CE-met-koepel-en-polyester-opstand-3020-met-LM-motor-iWindow2-0700-x-1000-mm-RWA-systeem.jpg?v=1702978332&width=1600 | https://skylux.eu/cdn/shop/files/e5a82811-1bb0-48e4-a776-cacb59c7c092_658ac296-94ec-4043-ad77-e8ec6f58e5d2.jpg?v=1688550616&width=1600 | //skylux.eu/cdn/shop/files/E_MH_Mounting_instructions_Skylux_160_CE_LM.pdf?v=12406716259046007223 | //skylux.eu/cdn/shop/files/E_TD_Technical_File_Skylux_Skylux_160_CE_Electric.pdf?v=3667116872303399239 | <table data-mce-selected="1"><tbody> <tr> <td data-mce-selected="1">Material<br> </td> <td data-mce-selected="1">Clear<br> </td> </tr> <tr> <td data-mce-selected="1"> <span class="text">Number of walls</span><br> </td> <td data-mce-selected="1">Double-walled<br> </td> </tr> <tr> <td data-mce-selected="1"> <div class="product-specification-name"> <div class="d-flex align-items-center"><span class="text">Insulation value (Ug-value)</span></div> </div> </td> <td data-mce-selected="1">1 W/m²K<br> </td> </tr> <tr> <td data-mce-selected="1">Acoustic value Rw<br> </td> <td data-mce-selected="1">39 dB<br> </td> </tr> <tr> <td data-mce-selected="1">Fall-through safety<br> </td> <td data-mce-selected="1">Yes</td> </tr> <tr> <td data-mce-selected="1">LT-value<br> </td> <td data-mce-selected="1">75 %<br> </td> </tr> <tr> <td data-mce-selected="1"> <span class="text">g-value</span><br> </td> <td data-mce-selected="1">52 %<br> </td> </tr> <tr> <td data-mce-selected="1">Weight<br> </td> <td data-mce-selected="1">44 kg/m²<br> </td> </tr> <tr> <td data-mce-selected="1"> <span class="text">Guarantee</span><br> </td> <td data-mce-selected="1">10 years</td> </tr> </tbody></table> | skylux-160-ce-met-koepel-en-polyester-opstand-30-20-met-lm-motor-iwindow2-0700-x-1000-mm | 8586014032205 | 46872313430349
Smoke and heat exhaust (SHEV) | SHE system | Skylux | Skylux 160° CE with skylight and polyester curb 30/20 with LM-actuator - iWindow2 1000 x 1000 mm |  | 83766 | 5412970837664 | 4720.25 | Yes | 30-45 | 100.65 | 1000 x 1000 mm | 1000 | 1000 |  | polyester 30/20 (30 cm high & roof opening = 20 cm larger than daylight size) | Square | 1.00 W/m²K | 52% | 75% | 39dB | 160° CE (for industry) | iWindow2 | without spoiler | E | Single actuator |  | Material Clear Number of walls Double-walled Insulation value (Ug-value) 1 W/m²K Acoustic value Rw 39 dB Fall-through safety Yes LT-value 75 % g-value 52 % Weight 44 kg/m² Guarantee 10 years | https://skylux.eu/en/products/skylux-160-ce-met-koepel-en-polyester-opstand-30-20-met-lm-motor-iwindow2-1000-x-1000-mm | https://skylux.eu/cdn/shop/files/Skylux-160deg-CE-met-koepel-en-polyester-opstand-3020-met-LM-motor-iWindow2-1000-x-1000-mm-RWA-systeem.jpg?v=1702978348&width=1600 | https://skylux.eu/cdn/shop/files/e5a82811-1bb0-48e4-a776-cacb59c7c092_52c1499a-1454-43b0-a15d-ee5acedd777e.jpg?v=1688550621&width=1600 | //skylux.eu/cdn/shop/files/E_MH_Mounting_instructions_Skylux_160_CE_LM.pdf?v=12406716259046007223 | //skylux.eu/cdn/shop/files/E_TD_Technical_File_Skylux_Skylux_160_CE_Electric.pdf?v=3667116872303399239 | <table data-mce-selected="1"><tbody> <tr> <td data-mce-selected="1">Material<br> </td> <td data-mce-selected="1">Clear<br> </td> </tr> <tr> <td data-mce-selected="1"> <span class="text">Number of walls</span><br> </td> <td data-mce-selected="1">Double-walled<br> </td> </tr> <tr> <td data-mce-selected="1"> <div class="product-specification-name"> <div class="d-flex align-items-center"><span class="text">Insulation value (Ug-value)</span></div> </div> </td> <td data-mce-selected="1">1 W/m²K<br> </td> </tr> <tr> <td data-mce-selected="1">Acoustic value Rw<br> </td> <td data-mce-selected="1">39 dB<br> </td> </tr> <tr> <td data-mce-selected="1">Fall-through safety<br> </td> <td data-mce-selected="1">Yes</td> </tr> <tr> <td data-mce-selected="1">LT-value<br> </td> <td data-mce-selected="1">75 %<br> </td> </tr> <tr> <td data-mce-selected="1"> <span class="text">g-value</span><br> </td> <td data-mce-selected="1">52 %<br> </td> </tr> <tr> <td data-mce-selected="1">Weight<br> </td> <td data-mce-selected="1">44 kg/m²<br> </td> </tr> <tr> <td data-mce-selected="1"> <span class="text">Guarantee</span><br> </td> <td data-mce-selected="1">10 years</td> </tr> </tbody></table> | skylux-160-ce-met-koepel-en-polyester-opstand-30-20-met-lm-motor-iwindow2-1000-x-1000-mm | 8586014130509 | 46872313594189
Smoke and heat exhaust (SHEV) | SHE system | Skylux | Skylux 160° CE with skylight and polyester curb 30/20 with LM-actuator - iWindow2 1000 x 1300 mm |  | 83767 | 5412970837671 | 5072.35 | Yes | 30-45 | 119.43 | 1000 x 1300 mm | 1300 | 1000 |  | polyester 30/20 (30 cm high & roof opening = 20 cm larger than daylight size) | Rectangular | 1.00 W/m²K | 52% | 75% | 39dB | 160° CE (for industry) | iWindow2 | without spoiler | E | Single actuator |  | Material Clear Number of walls Double-walled Insulation value (Ug-value) 1 W/m²K Acoustic value Rw 39 dB Fall-through safety Yes LT-value 75 % g-value 52 % Weight 44 kg/m² Guarantee 10 years | https://skylux.eu/en/products/skylux-160-ce-met-koepel-en-polyester-opstand-30-20-met-lm-motor-iwindow2-1000-x-1300-mm | https://skylux.eu/cdn/shop/files/Skylux-160deg-CE-met-koepel-en-polyester-opstand-3020-met-LM-motor-iWindow2-1000-x-1300-mm-RWA-systeem.jpg?v=1702978354&width=1600 | https://skylux.eu/cdn/shop/files/e5a82811-1bb0-48e4-a776-cacb59c7c092_ebba83f1-be0e-4a14-bfb5-1007fd230866.jpg?v=1688550622&width=1600 | //skylux.eu/cdn/shop/files/E_MH_Mounting_instructions_Skylux_160_CE_LM.pdf?v=12406716259046007223 | //skylux.eu/cdn/shop/files/E_TD_Technical_File_Skylux_Skylux_160_CE_Electric.pdf?v=3667116872303399239 | <table data-mce-selected="1"><tbody> <tr> <td data-mce-selected="1">Material<br> </td> <td data-mce-selected="1">Clear<br> </td> </tr> <tr> <td data-mce-selected="1"> <span class="text">Number of walls</span><br> </td> <td data-mce-selected="1">Double-walled<br> </td> </tr> <tr> <td data-mce-selected="1"> <div class="product-specification-name"> <div class="d-flex align-items-center"><span class="text">Insulation value (Ug-value)</span></div> </div> </td> <td data-mce-selected="1">1 W/m²K<br> </td> </tr> <tr> <td data-mce-selected="1">Acoustic value Rw<br> </td> <td data-mce-selected="1">39 dB<br> </td> </tr> <tr> <td data-mce-selected="1">Fall-through safety<br> </td> <td data-mce-selected="1">Yes</td> </tr> <tr> <td data-mce-selected="1">LT-value<br> </td> <td data-mce-selected="1">75 %<br> </td> </tr> <tr> <td data-mce-selected="1"> <span class="text">g-value</span><br> </td> <td data-mce-selected="1">52 %<br> </td> </tr> <tr> <td data-mce-selected="1">Weight<br> </td> <td data-mce-selected="1">44 kg/m²<br> </td> </tr> <tr> <td data-mce-selected="1"> <span class="text">Guarantee</span><br> </td> <td data-mce-selected="1">10 years</td> </tr> </tbody></table> | skylux-160-ce-met-koepel-en-polyester-opstand-30-20-met-lm-motor-iwindow2-1000-x-1300-mm | 8586014163277 | 46872313659725
Smoke and heat exhaust (SHEV) | SHE system | Skylux | Skylux 160° CE with skylight and polyester curb 30/20 with LM-actuator - iWindow3 0700 x 1000 mm |  | 83771 | 5412970837718 | 4692.4 | Yes | 30-45 | 89.83 | 700 x 1000 mm | 1000 | 700 |  | polyester 30/20 (30 cm high & roof opening = 20 cm larger than daylight size) | Rectangular | 0.50 W/m²K | 42% | 63% | 41dB | 160° CE (for industry) | iWindow3 | without spoiler | E | Single actuator |  | Material Clear Number of walls Triple-walled Insulation value (Ug-value) 0.5 W/m²K Acoustic value Rw 41 dB Fall-through safety Yes LT-value 63 % g-value 42 % Weight 60 kg/m² Guarantee 10 years | https://skylux.eu/en/products/skylux-160-ce-met-koepel-en-polyester-opstand-30-20-met-lm-motor-iwindow3-0700-x-1000-mm | https://skylux.eu/cdn/shop/files/Skylux-160deg-CE-met-koepel-en-polyester-opstand-3020-met-LM-motor-iWindow3-0700-x-1000-mm-RWA-systeem.jpg?v=1702978381&width=1600 | https://skylux.eu/cdn/shop/files/e5a82811-1bb0-48e4-a776-cacb59c7c092_08293779-7ea6-4090-a623-2fe85d5b2ba8.jpg?v=1688550631&width=1600 | //skylux.eu/cdn/shop/files/E_MH_Mounting_instructions_Skylux_160_CE_LM.pdf?v=12406716259046007223 | //skylux.eu/cdn/shop/files/E_TD_Technical_File_Skylux_Skylux_160_CE_Electric.pdf?v=3667116872303399239 | <table><tbody> <tr> <td>Material</td> <td>Clear</td> </tr> <tr> <td>Number of walls</td> <td>Triple-walled</td> </tr> <tr> <td>Insulation value (Ug-value)</td> <td>0.5 W/m²K</td> </tr> <tr> <td>Acoustic value Rw</td> <td>41 dB</td> </tr> <tr> <td>Fall-through safety</td> <td>Yes</td> </tr> <tr> <td>LT-value</td> <td> <div class="product-specification"> <div class="product-specification-value"> <div class="d-flex align-items-center"><span class="text">63 %</span></div> </div> </div> <div class="product-specification"></div> </td> </tr> <tr> <td>g-value</td> <td>42 %</td> </tr> <tr> <td>Weight</td> <td>60 kg/m²</td> </tr> <tr> <td>Guarantee</td> <td>10 years</td> </tr> </tbody></table> | skylux-160-ce-met-koepel-en-polyester-opstand-30-20-met-lm-motor-iwindow3-0700-x-1000-mm | 8586014359885 | 46872314020173
Smoke and heat exhaust (SHEV) | SHE system | Skylux | Skylux 160° CE with skylight and polyester curb 30/20 with LM-actuator - iWindow3 1000 x 1000 mm |  | 83772 | 5412970837725 | 5402.65 | Yes | 30-45 | 117.6 | 1000 x 1000 mm | 1000 | 1000 |  | polyester 30/20 (30 cm high & roof opening = 20 cm larger than daylight size) | Square | 0.50 W/m²K | 42% | 63% | 41dB | 160° CE (for industry) | iWindow3 | without spoiler | E | Single actuator |  | Material Clear Number of walls Triple-walled Insulation value (Ug-value) 0.5 W/m²K Acoustic value Rw 41 dB Fall-through safety Yes LT-value 63 % g-value 42 % Weight 60 kg/m² Guarantee 10 years | https://skylux.eu/en/products/skylux-160-ce-met-koepel-en-polyester-opstand-30-20-met-lm-motor-iwindow3-1000-x-1000-mm | https://skylux.eu/cdn/shop/files/Skylux-160deg-CE-met-koepel-en-polyester-opstand-3020-met-LM-motor-iWindow3-1000-x-1000-mm-RWA-systeem.jpg?v=1702978386&width=1600 | https://skylux.eu/cdn/shop/files/e5a82811-1bb0-48e4-a776-cacb59c7c092_c4c06469-d6f4-4d36-b484-95e8d814fa56.jpg?v=1688550632&width=1600 | //skylux.eu/cdn/shop/files/E_MH_Mounting_instructions_Skylux_160_CE_LM.pdf?v=12406716259046007223 | //skylux.eu/cdn/shop/files/E_TD_Technical_File_Skylux_Skylux_160_CE_Electric.pdf?v=3667116872303399239 | <table><tbody> <tr> <td>Material</td> <td>Clear</td> </tr> <tr> <td>Number of walls</td> <td>Triple-walled</td> </tr> <tr> <td>Insulation value (Ug-value)</td> <td>0.5 W/m²K</td> </tr> <tr> <td>Acoustic value Rw</td> <td>41 dB</td> </tr> <tr> <td>Fall-through safety</td> <td>Yes</td> </tr> <tr> <td>LT-value</td> <td> <div class="product-specification"> <div class="product-specification-value"> <div class="d-flex align-items-center"><span class="text">63 %</span></div> </div> </div> <div class="product-specification"></div> </td> </tr> <tr> <td>g-value</td> <td>42 %</td> </tr> <tr> <td>Weight</td> <td>60 kg/m²</td> </tr> <tr> <td>Guarantee</td> <td>10 years</td> </tr> </tbody></table> | skylux-160-ce-met-koepel-en-polyester-opstand-30-20-met-lm-motor-iwindow3-1000-x-1000-mm | 8586014392653 | 46872314085709
Smoke and heat exhaust (SHEV) | SHE system | Skylux | Skylux 160° CE with skylight and polyester curb 30/20 with LM-actuator 0700 x 1000 mm |  | 35229 | 5412970352297 | 3527.15 | Yes | 30-45 | 45.95 | 700 x 1000 mm | 1000 | 700 |  | polyester 30/20 (30 cm high & roof opening = 20 cm larger than daylight size) | Rectangular | 5.17 W/m²K - 1.28 W/m²K | 87% - 32% | 90% - 32% | 20dB - 23dB | 160° CE (for industry) | skylight | without spoiler | E | Single actuator | Maximum four-walled skylight possible for this product | Ut-value LT-value g-value Rw-value EN 1873 : 2014 EN ISO 13468 EN 16153 EN 410 EN 410 EN ISO 140-3 Material Walls Shells (W/m²K) (%) (%) (dB) Acrylic Single-walled Clear (H) 5.17 90 87 - PMMA Single-walled Opal (O) 5.17 83 76 - Double-walled Clear (H/H) 2.90 81 75 20 Double-walled Opal (O/O) 2.90 69 58 20 Triple-walled Clear (H/H/H) 1.70 73 65 22 Triple-walled Opal (O/H/O) 1.70 62 51 22 Four-walled Clear (H/H/H/H) 1.28 64 54 23 Four-walled Opal (H/H/O/H) 1.28 59 48 23 Polycarbonate Single-walled Clear (A) 5.17 88 83 - PC Single-walled Opal (D) 5.17 58 60 - Double-walled Clear (A/H) 2.90 79 72 20 Double-walled Clear (A/A) 2.90 77 69 20 Double-walled Opal (A/O) 2.90 73 63 20 Double-walled Opal (A/D) 2.90 51 50 20 Triple-walled Clear (A/H/H) 1.70 71 63 22 Triple-walled Opal (A/O/O) 1.70 61 48 22 Four-walled Clear (A/H/H/H) 1.28 64 52 23 Four-walled Opal (A/H/O/H) 1.28 59 46 23 Polycarbonate Single-walled Heatstop Opal (T) 5.17 49 59 - Heatstop PC Double-walled Clear (T/H) 2.90 44 51 20 Double-walled Opal (T/O) 2.90 41 45 20 Triple-walled Clear (T/H/H) 1.70 40 <td data-sheets-numberformat='{"1":2,"2":"0","3":1}' data-sheets-value='{"1":3,"3":44}' style="overflow:hidden;paddin | https://skylux.eu/en/products/skylux-160-ce-met-koepel-en-polyester-opstand-30-20-met-lm-motor-0700-x-1000-mm | https://skylux.eu/cdn/shop/files/Skylux-160deg-CE-met-koepel-en-polyester-opstand-3020-met-LM-motor-0700-x-1000-mm-RWA-systeem.jpg?v=1702977890&width=1600 | https://skylux.eu/cdn/shop/files/e5a82811-1bb0-48e4-a776-cacb59c7c092_69ef4e5d-15b1-4453-a8cd-1192e984f342.jpg?v=1688550501&width=1600 | //skylux.eu/cdn/shop/files/E_MH_Mounting_instructions_Skylux_160_CE_LM.pdf?v=12406716259046007223 | //skylux.eu/cdn/shop/files/E_TD_Technical_File_Skylux_Skylux_160_CE_Electric.pdf?v=3667116872303399239 | <style type="text/css" id="isPasted"> <!--td { border: 1px solid #cccccc; } br { mso-data-placement: same-cell; } --> </style> <table border="1" cellpadding="0" cellspacing="0" dir="ltr" style="table-layout:fixed;font-size:10pt;font-family:Arial;border-collapse:collapse;border:none;"><tbody> <tr style="height:20px;"> <td style="overflow:hidden;padding:0px 3px 0px 3px;vertical-align:bottom;"></td> <td style="overflow:hidden;padding:0px 3px 0px 3px;vertical-align:bottom;"></td> <td style="overflow:hidden;padding:0px 3px 0px 3px;vertical-align:bottom;"></td> <td data-sheets-value='{"1":2,"2":"Ut-value"}' style="overflow:hidden;padding:0px 3px 0px 3px;vertical-align:bottom;font-weight:bold;text-align:center;">Ut-value</td> <td data-sheets-value='{"1":2,"2":"LT-value"}' style="overflow:hidden;padding:0px 3px 0px 3px;vertical-align:bottom;font-weight:bold;text-align:center;">LT-value</td> <td data-sheets-value='{"1":2,"2":"g-value"}' style="overflow:hidden;padding:0px 3px 0px 3px;vertical-align:bottom;font-weight:bold;text-align:center;">g-value</td> <td data-sheets-value='{"1":2,"2":"Rw-value "}' style="overflow:hidden;padding:0px 3px 0px 3px;vertical-align:bottom;font-weight:bold;text-align:center;">Rw-value </td> </tr> <tr style="height:20px;"> <td style="overflow:hidden;padding:0px 3px 0px 3px;vertical-align:bottom;"></td> <td style="overflow:hidden;padding:0px 3px 0px 3px;vertical-align:bottom;"></td> <td style="overflow:hidden;padding:0px 3px 0px 3px;vertical-align:bottom;"></td> <td data-sheets-numberformat='{"1":2,"2":"0.00","3":1}' data-sheets-value='{"1":2,"2":"EN 1873 : 2014"}' style="overflow:hidden;padding:0px 3px 0px 3px;vertical-align:bottom;text-align:center;">EN 1873 : 2014</td> <td data-sheets-numberformat='{"1":2,"2":"0","3":1}' data-sheets-value='{"1":2,"2":"EN ISO 13468 EN 16153 EN 410"}' style="overflow:hidden;padding:0px 3px 0px 3px;vertical-align:bottom;text-align:center;">EN ISO 13468 EN 16153 EN 410</td> <td data-sheets-numberformat='{"1":2,"2":"0","3":1}' data-sheets-value='{"1":2,"2":"EN 410"}' style="overflow:hidden;padding:0px 3px 0px 3px;vertical-align:bottom;text-align:center;">EN 410</td> <td data-sheets-value='{"1":2,"2":"EN ISO 140-3\t\t"}' style="overflow:hidden;padding:0px 3px 0px 3px;vertical-align:bottom;text-align:center;">EN ISO 140-3 </td> </tr> <tr style="height:20px;"> <td data-sheets-value='{"1":2,"2":"Material"}' style="border-bottom:1px solid #000000;overflow:hidden;padding:0px 3px 0px 3px;vertical-align:bottom;background-color:#000000;font-weight:bold;color:#ffffff;">Material</td> <td data-sheets-value='{"1":2,"2":"Walls"}' style="border-bottom:1px solid #000000;overflow:hidden;padding:0px 3px 0px 3px;vertical-align:bottom;background-color:#000000;font-weight:bold;color:#ffffff;">Walls</td> <td data-sheets-value='{"1":2,"2":"Shells"}' style="border-bottom:1px solid #000000;overflow:hidden;padding:0px 3px 0px 3px;vertical-align:bottom;background-color:#000000;font-weight:bold;color:#ffffff;">Shells</td> <td data-sheets-numberformat='{"1":2,"2":"0.00","3":1}' data-sheets-value='{"1":2,"2":"(W/m²K)\t"}' style="border-bottom:1px solid #000000;overflow:hidden;padding:0px 3px 0px 3px;vertical-align:bottom;background-color:#000000;font-weight:bold;color:#ffffff;text-align:center;">(W/m²K) </td> <td data-sheets-numberformat='{"1":2,"2":"0","3":1}' data-sheets-value='{"1":2,"2":"(%)"}' style="border-bottom:1px solid #000000;overflow:hidden;padding:0px 3px 0px 3px;vertical-align:bottom;background-color:#000000;font-weight:bold;color:#ffffff;text-align:center;">(%)</td> <td data-sheets-numberformat='{"1":2,"2":"0","3":1}' data-sheets-value='{"1":2,"2":"(%)"}' style="border-bottom:1px solid #000000;overflow:hidden;padding:0px 3px 0px 3px;vertical-align:bottom;background-color:#000000;font-weight:bold;color:#ffffff;text-align:center;">(%)</td> <td data-sheets-value='{"1":2,"2":"(dB)"}' style="border-bottom:1px solid #000000;overflow:hidden;padding:0px 3px 0px 3px;vertical-align:bottom;background-color:#000000;font-weight:bold;color:#ffffff;text-align:center;">(dB)</td> </tr> <tr style="height:20px;"> <td data-sheets-value='{"1":2,"2":"Acrylic"}' style="border-left:1px solid #000000;overflow:hidden;padding:0px 3px 0px 3px;vertical-align:bottom;font-weight:bold;">Acrylic</td> <td data-sheets-value='{"1":2,"2":"Single-walled"}' style="overflow:hidden;padding:0px 3px 0px 3px;vertical-align:bottom;font-weight:bold;">Single-walled</td> <td data-sheets-value='{"1":2,"2":"Clear (H)"}' style="border-right:1px solid #000000;overflow:hidden;padding:0px 3px 0px 3px;vertical-align:bottom;font-weight:bold;">Clear (H)</td> <td data-sheets-numberformat='{"1":2,"2":"0.00","3":1}' data-sheets-value='{"1":3,"3":5.17}' style="overflow:hidden;padding:0px 3px 0px 3px;vertical-align:bottom;text-align:center;">5.17</td> <td data-sheets-numberformat='{"1":2,"2":"0","3":1}' data-sheets-value='{"1":3,"3":90}' style="overflow:hidden;padding:0px 3px 0px 3px;vertical-align:bottom;text-align:center;">90</td> <td data-sheets-numberformat='{"1":2,"2":"0","3":1}' data-sheets-value='{"1":3,"3":87}' style="overflow:hidden;padding:0px 3px 0px 3px;vertical-align:bottom;text-align:center;">87</td> <td data-sheets-numberformat='{"1":2,"2":"0","3":1}' data-sheets-value='{"1":2,"2":"-"}' style="border-right:1px solid #000000;overflow:hidden;padding:0px 3px 0px 3px;vertical-align:bottom;text-align:center;">-</td> </tr> <tr style="height:20px;"> <td data-sheets-value='{"1":2,"2":"PMMA"}' style="border-left:1px solid #000000;overflow:hidden;padding:0px 3px 0px 3px;vertical-align:bottom;font-weight:bold;">PMMA</td> <td data-sheets-value='{"1":2,"2":"Single-walled"}' style="overflow:hidden;padding:0px 3px 0px 3px;vertical-align:bottom;font-weight:bold;">Single-walled</td> <td data-sheets-value='{"1":2,"2":"Opal (O)"}' style="border-right:1px solid #000000;overflow:hidden;padding:0px 3px 0px 3px;vertical-align:bottom;font-weight:bold;">Opal (O)</td> <td data-sheets-numberformat='{"1":2,"2":"0.00","3":1}' data-sheets-value='{"1":3,"3":5.17}' style="overflow:hidden;padding:0px 3px 0px 3px;vertical-align:bottom;text-align:center;">5.17</td> <td data-sheets-numberformat='{"1":2,"2":"0","3":1}' data-sheets-value='{"1":3,"3":83}' style="overflow:hidden;padding:0px 3px 0px 3px;vertical-align:bottom;text-align:center;">83</td> <td data-sheets-numberformat='{"1":2,"2":"0","3":1}' data-sheets-value='{"1":3,"3":76}' style="overflow:hidden;padding:0px 3px 0px 3px;vertical-align:bottom;text-align:center;">76</td> <td data-sheets-numberformat='{"1":2,"2":"0","3":1}' data-sheets-value='{"1":2,"2":"-"}' style="border-right:1px solid #000000;overflow:hidden;padding:0px 3px 0px 3px;vertical-align:bottom;text-align:center;">-</td> </tr> <tr style="height:20px;"> <td style="border-left:1px solid #000000;overflow:hidden;padding:0px 3px 0px 3px;vertical-align:bottom;font-weight:bold;"></td> <td data-sheets-value='{"1":2,"2":"Double-walled"}' style="overflow:hidden;padding:0px 3px 0px 3px;vertical-align:bottom;font-weight:bold;">Double-walled</td> <td data-sheets-value='{"1":2,"2":"Clear (H/H)"}' style="border-right:1px solid #000000;overflow:hidden;padding:0px 3px 0px 3px;vertical-align:bottom;font-weight:bold;">Clear (H/H)</td> <td data-sheets-numberformat='{"1":2,"2":"0.00","3":1}' data-sheets-value='{"1":3,"3":2.9}' style="overflow:hidden;padding:0px 3px 0px 3px;vertical-align:bottom;text-align:center;">2.90</td> <td data-sheets-numberformat='{"1":2,"2":"0","3":1}' data-sheets-value='{"1":3,"3":81}' style="overflow:hidden;padding:0px 3px 0px 3px;vertical-align:bottom;text-align:center;">81</td> <td data-sheets-numberformat='{"1":2,"2":"0","3":1}' data-sheets-value='{"1":3,"3":75}' style="overflow:hidden;padding:0px 3px 0px 3px;vertical-align:bottom;text-align:center;">75</td> <td data-sheets-numberformat='{"1":2,"2":"0","3":1}' data-sheets-value='{"1":3,"3":20}' style="border-right:1px solid #000000;overflow:hidden;padding:0px 3px 0px 3px;vertical-align:bottom;text-align:center;">20</td> </tr> <tr style="height:20px;"> <td style="border-left:1px solid #000000;overflow:hidden;padding:0px 3px 0px 3px;vertical-align:bottom;font-weight:bold;"></td> <td data-sheets-value='{"1":2,"2":"Double-walled"}' style="overflow:hidden;padding:0px 3px 0px 3px;vertical-align:bottom;font-weight:bold;">Double-walled</td> <td data-sheets-value='{"1":2,"2":"Opal (O/O)"}' style="border-right:1px solid #000000;overflow:hidden;padding:0px 3px 0px 3px;vertical-align:bottom;font-weight:bold;">Opal (O/O)</td> <td data-sheets-numberformat='{"1":2,"2":"0.00","3":1}' data-sheets-value='{"1":3,"3":2.9}' style="overflow:hidden;padding:0px 3px 0px 3px;vertical-align:bottom;text-align:center;">2.90</td> <td data-sheets-numberformat='{"1":2,"2":"0","3":1}' data-sheets-value='{"1":3,"3":69}' style="overflow:hidden;padding:0px 3px 0px 3px;vertical-align:bottom;text-align:center;">69</td> <td data-sheets-numberformat='{"1":2,"2":"0","3":1}' data-sheets-value='{"1":3,"3":58}' style="overflow:hidden;padding:0px 3px 0px 3px;vertical-align:bottom;text-align:center;">58</td> <td data-sheets-numberformat='{"1":2,"2":"0","3":1}' data-sheets-value='{"1":3,"3":20}' style="border-right:1px solid #000000;overflow:hidden;padding:0px 3px 0px 3px;vertical-align:bottom;text-align:center;">20</td> </tr> <tr style="height:20px;"> <td style="border-left:1px solid #000000;overflow:hidden;padding:0px 3px 0px 3px;vertical-align:bottom;font-weight:bold;"></td> <td data-sheets-value='{"1":2,"2":"Triple-walled"}' style="overflow:hidden;padding:0px 3px 0px 3px;vertical-align:bottom;font-weight:bold;">Triple-walled</td> <td data-sheets-value='{"1":2,"2":"Clear (H/H/H)"}' style="border-right:1px solid #000000;overflow:hidden;padding:0px 3px 0px 3px;vertical-align:bottom;font-weight:bold;">Clear (H/H/H)</td> <td data-sheets-numberformat='{"1":2,"2":"0.00","3":1}' data-sheets-value='{"1":3,"3":1.7}' style="overflow:hidden;padding:0px 3px 0px 3px;vertical-align:bottom;text-align:center;">1.70</td> <td data-sheets-numberformat='{"1":2,"2":"0","3":1}' data-sheets-value='{"1":3,"3":73}' style="overflow:hidden;padding:0px 3px 0px 3px;vertical-align:bottom;text-align:center;">73</td> <td data-sheets-numberformat='{"1":2,"2":"0","3":1}' data-sheets-value='{"1":3,"3":65}' style="overflow:hidden;padding:0px 3px 0px 3px;vertical-align:bottom;text-align:center;">65</td> <td data-sheets-numberformat='{"1":2,"2":"0","3":1}' data-sheets-value='{"1":3,"3":22}' style="border-right:1px solid #000000;overflow:hidden;padding:0px 3px 0px 3px;vertical-align:bottom;text-align:center;">22</td> </tr> <tr style="height:20px;"> <td style="border-left:1px solid #000000;overflow:hidden;padding:0px 3px 0px 3px;vertical-align:bottom;font-weight:bold;"></td> <td data-sheets-value='{"1":2,"2":"Triple-walled"}' style="overflow:hidden;padding:0px 3px 0px 3px;vertical-align:bottom;font-weight:bold;">Triple-walled</td> <td data-sheets-value='{"1":2,"2":"Opal (O/H/O)"}' style="border-right:1px solid #000000;overflow:hidden;padding:0px 3px 0px 3px;vertical-align:bottom;font-weight:bold;">Opal (O/H/O)</td> <td data-sheets-numberformat='{"1":2,"2":"0.00","3":1}' data-sheets-value='{"1":3,"3":1.7}' style="overflow:hidden;padding:0px 3px 0px 3px;vertical-align:bottom;text-align:center;">1.70</td> <td data-sheets-numberformat='{"1":2,"2":"0","3":1}' data-sheets-value='{"1":3,"3":62}' style="overflow:hidden;padding:0px 3px 0px 3px;vertical-align:bottom;text-align:center;">62</td> <td data-sheets-numberformat='{"1":2,"2":"0","3":1}' data-sheets-value='{"1":3,"3":51}' style="overflow:hidden;padding:0px 3px 0px 3px;vertical-align:bottom;text-align:center;">51</td> <td data-sheets-numberformat='{"1":2,"2":"0","3":1}' data-sheets-value='{"1":3,"3":22}' style="border-right:1px solid #000000;overflow:hidden;padding:0px 3px 0px 3px;vertical-align:bottom;text-align:center;">22</td> </tr> <tr style="height:20px;"> <td style="border-left:1px solid #000000;overflow:hidden;padding:0px 3px 0px 3px;vertical-align:bottom;font-weight:bold;"></td> <td data-sheets-value='{"1":2,"2":"Four-walled"}' style="overflow:hidden;padding:0px 3px 0px 3px;vertical-align:bottom;font-weight:bold;">Four-walled</td> <td data-sheets-value='{"1":2,"2":"Clear (H/H/H/H)"}' style="border-right:1px solid #000000;overflow:hidden;padding:0px 3px 0px 3px;vertical-align:bottom;font-weight:bold;">Clear (H/H/H/H)</td> <td data-sheets-numberformat='{"1":2,"2":"0.00","3":1}' data-sheets-value='{"1":3,"3":1.28}' style="overflow:hidden;padding:0px 3px 0px 3px;vertical-align:bottom;text-align:center;">1.28</td> <td data-sheets-numberformat='{"1":2,"2":"0","3":1}' data-sheets-value='{"1":3,"3":64}' style="overflow:hidden;padding:0px 3px 0px 3px;vertical-align:bottom;text-align:center;">64</td> <td data-sheets-numberformat='{"1":2,"2":"0","3":1}' data-sheets-value='{"1":3,"3":54}' style="overflow:hidden;padding:0px 3px 0px 3px;vertical-align:bottom;text-align:center;">54</td> <td data-sheets-numberformat='{"1":2,"2":"0","3":1}' data-sheets-value='{"1":3,"3":23}' style="border-right:1px solid #000000;overflow:hidden;padding:0px 3px 0px 3px;vertical-align:bottom;text-align:center;">23</td> </tr> <tr style="height:20px;"> <td style="border-bottom:1px solid #000000;border-left:1px solid #000000;overflow:hidden;padding:0px 3px 0px 3px;vertical-align:bottom;"></td> <td data-sheets-value='{"1":2,"2":"Four-walled"}' style="border-bottom:1px solid #000000;overflow:hidden;padding:0px 3px 0px 3px;vertical-align:bottom;font-weight:bold;">Four-walled</td> <td data-sheets-value='{"1":2,"2":"Opal (H/H/O/H)"}' style="border-right:1px solid #000000;border-bottom:1px solid #000000;overflow:hidden;padding:0px 3px 0px 3px;vertical-align:bottom;font-weight:bold;">Opal (H/H/O/H)</td> <td data-sheets-numberformat='{"1":2,"2":"0.00","3":1}' data-sheets-value='{"1":3,"3":1.28}' style="border-bottom:1px solid #000000;overflow:hidden;padding:0px 3px 0px 3px;vertical-align:bottom;text-align:center;">1.28</td> <td data-sheets-numberformat='{"1":2,"2":"0","3":1}' data-sheets-value='{"1":3,"3":59}' style="border-bottom:1px solid #000000;overflow:hidden;padding:0px 3px 0px 3px;vertical-align:bottom;text-align:center;">59</td> <td data-sheets-numberformat='{"1":2,"2":"0","3":1}' data-sheets-value='{"1":3,"3":48}' style="border-bottom:1px solid #000000;overflow:hidden;padding:0px 3px 0px 3px;vertical-align:bottom;text-align:center;">48</td> <td data-sheets-numberformat='{"1":2,"2":"0","3":1}' data-sheets-value='{"1":3,"3":23}' style="border-right:1px solid #000000;border-bottom:1px solid #000000;overflow:hidden;padding:0px 3px 0px 3px;vertical-align:bottom;text-align:center;">23</td> </tr> <tr style="height:20px;"> <td data-sheets-value='{"1":2,"2":"Polycarbonate "}' style="border-left:1px solid #000000;overflow:hidden;padding:0px 3px 0px 3px;vertical-align:bottom;font-weight:bold;">Polycarbonate </td> <td data-sheets-value='{"1":2,"2":"Single-walled"}' style="overflow:hidden;padding:0px 3px 0px 3px;vertical-align:bottom;font-weight:bold;">Single-walled</td> <td data-sheets-value='{"1":2,"2":"Clear (A)"}' style="border-right:1px solid #000000;overflow:hidden;padding:0px 3px 0px 3px;vertical-align:bottom;font-weight:bold;">Clear (A)</td> <td data-sheets-numberformat='{"1":2,"2":"0.00","3":1}' data-sheets-value='{"1":3,"3":5.17}' style="overflow:hidden;padding:0px 3px 0px 3px;vertical-align:bottom;text-align:center;">5.17</td> <td data-sheets-numberformat='{"1":2,"2":"0","3":1}' data-sheets-value='{"1":3,"3":88}' style="overflow:hidden;padding:0px 3px 0px 3px;vertical-align:bottom;text-align:center;">88</td> <td data-sheets-numberformat='{"1":2,"2":"0","3":1}' data-sheets-value='{"1":3,"3":83}' style="overflow:hidden;padding:0px 3px 0px 3px;vertical-align:bottom;text-align:center;">83</td> <td data-sheets-numberformat='{"1":2,"2":"0","3":1}' data-sheets-value='{"1":2,"2":"-"}' style="border-right:1px solid #000000;overflow:hidden;padding:0px 3px 0px 3px;vertical-align:bottom;text-align:center;">-</td> </tr> <tr style="height:20px;"> <td data-sheets-value='{"1":2,"2":"PC"}' style="border-left:1px solid #000000;overflow:hidden;padding:0px 3px 0px 3px;vertical-align:bottom;font-weight:bold;">PC</td> <td data-sheets-value='{"1":2,"2":"Single-walled"}' style="overflow:hidden;padding:0px 3px 0px 3px;vertical-align:bottom;font-weight:bold;">Single-walled</td> <td data-sheets-value='{"1":2,"2":"Opal (D)"}' style="border-right:1px solid #000000;overflow:hidden;padding:0px 3px 0px 3px;vertical-align:bottom;font-weight:bold;">Opal (D)</td> <td data-sheets-numberformat='{"1":2,"2":"0.00","3":1}' data-sheets-value='{"1":3,"3":5.17}' style="overflow:hidden;padding:0px 3px 0px 3px;vertical-align:bottom;text-align:center;">5.17</td> <td data-sheets-numberformat='{"1":2,"2":"0","3":1}' data-sheets-value='{"1":3,"3":58}' style="overflow:hidden;padding:0px 3px 0px 3px;vertical-align:bottom;text-align:center;">58</td> <td data-sheets-numberformat='{"1":2,"2":"0","3":1}' data-sheets-value='{"1":3,"3":60}' style="overflow:hidden;padding:0px 3px 0px 3px;vertical-align:bottom;text-align:center;">60</td> <td data-sheets-numberformat='{"1":2,"2":"0","3":1}' data-sheets-value='{"1":2,"2":"-"}' style="border-right:1px solid #000000;overflow:hidden;padding:0px 3px 0px 3px;vertical-align:bottom;text-align:center;">-</td> </tr> <tr style="height:20px;"> <td style="border-left:1px solid #000000;overflow:hidden;padding:0px 3px 0px 3px;vertical-align:bottom;font-weight:bold;"></td> <td data-sheets-value='{"1":2,"2":"Double-walled"}' style="overflow:hidden;padding:0px 3px 0px 3px;vertical-align:bottom;font-weight:bold;">Double-walled</td> <td data-sheets-value='{"1":2,"2":"Clear (A/H)"}' style="border-right:1px solid #000000;overflow:hidden;padding:0px 3px 0px 3px;vertical-align:bottom;font-weight:bold;">Clear (A/H)</td> <td data-sheets-numberformat='{"1":2,"2":"0.00","3":1}' data-sheets-value='{"1":3,"3":2.9}' style="overflow:hidden;padding:0px 3px 0px 3px;vertical-align:bottom;text-align:center;">2.90</td> <td data-sheets-numberformat='{"1":2,"2":"0","3":1}' data-sheets-value='{"1":3,"3":79}' style="overflow:hidden;padding:0px 3px 0px 3px;vertical-align:bottom;text-align:center;">79</td> <td data-sheets-numberformat='{"1":2,"2":"0","3":1}' data-sheets-value='{"1":3,"3":72}' style="overflow:hidden;padding:0px 3px 0px 3px;vertical-align:bottom;text-align:center;">72</td> <td data-sheets-numberformat='{"1":2,"2":"0","3":1}' data-sheets-value='{"1":3,"3":20}' style="border-right:1px solid #000000;overflow:hidden;padding:0px 3px 0px 3px;vertical-align:bottom;text-align:center;">20</td> </tr> <tr style="height:20px;"> <td style="border-left:1px solid #000000;overflow:hidden;padding:0px 3px 0px 3px;vertical-align:bottom;font-weight:bold;"></td> <td data-sheets-value='{"1":2,"2":"Double-walled"}' style="overflow:hidden;padding:0px 3px 0px 3px;vertical-align:bottom;font-weight:bold;">Double-walled</td> <td data-sheets-value='{"1":2,"2":"Clear (A/A)"}' style="border-right:1px solid #000000;overflow:hidden;padding:0px 3px 0px 3px;vertical-align:bottom;font-weight:bold;">Clear (A/A)</td> <td data-sheets-numberformat='{"1":2,"2":"0.00","3":1}' data-sheets-value='{"1":3,"3":2.9}' style="overflow:hidden;padding:0px 3px 0px 3px;vertical-align:bottom;text-align:center;">2.90</td> <td data-sheets-numberformat='{"1":2,"2":"0","3":1}' data-sheets-value='{"1":3,"3":77}' style="overflow:hidden;padding:0px 3px 0px 3px;vertical-align:bottom;text-align:center;">77</td> <td data-sheets-numberformat='{"1":2,"2":"0","3":1}' data-sheets-value='{"1":3,"3":69}' style="overflow:hidden;padding:0px 3px 0px 3px;vertical-align:bottom;text-align:center;">69</td> <td data-sheets-numberformat='{"1":2,"2":"0","3":1}' data-sheets-value='{"1":3,"3":20}' style="border-right:1px solid #000000;overflow:hidden;padding:0px 3px 0px 3px;vertical-align:bottom;text-align:center;">20</td> </tr> <tr style="height:20px;"> <td style="border-left:1px solid #000000;overflow:hidden;padding:0px 3px 0px 3px;vertical-align:bottom;font-weight:bold;"></td> <td data-sheets-value='{"1":2,"2":"Double-walled"}' style="overflow:hidden;padding:0px 3px 0px 3px;vertical-align:bottom;font-weight:bold;">Double-walled</td> <td data-sheets-value='{"1":2,"2":"Opal (A/O)"}' style="border-right:1px solid #000000;overflow:hidden;padding:0px 3px 0px 3px;vertical-align:bottom;font-weight:bold;">Opal (A/O)</td> <td data-sheets-numberformat='{"1":2,"2":"0.00","3":1}' data-sheets-value='{"1":3,"3":2.9}' style="overflow:hidden;padding:0px 3px 0px 3px;vertical-align:bottom;text-align:center;">2.90</td> <td data-sheets-numberformat='{"1":2,"2":"0","3":1}' data-sheets-value='{"1":3,"3":73}' style="overflow:hidden;padding:0px 3px 0px 3px;vertical-align:bottom;text-align:center;">73</td> <td data-sheets-numberformat='{"1":2,"2":"0","3":1}' data-sheets-value='{"1":3,"3":63}' style="overflow:hidden;padding:0px 3px 0px 3px;vertical-align:bottom;text-align:center;">63</td> <td data-sheets-numberformat='{"1":2,"2":"0","3":1}' data-sheets-value='{"1":3,"3":20}' style="border-right:1px solid #000000;overflow:hidden;padding:0px 3px 0px 3px;vertical-align:bottom;text-align:center;">20</td> </tr> <tr style="height:20px;"> <td style="border-left:1px solid #000000;overflow:hidden;padding:0px 3px 0px 3px;vertical-align:bottom;font-weight:bold;"></td> <td data-sheets-value='{"1":2,"2":"Double-walled"}' style="overflow:hidden;padding:0px 3px 0px 3px;vertical-align:bottom;font-weight:bold;">Double-walled</td> <td data-sheets-value='{"1":2,"2":"Opal (A/D)"}' style="border-right:1px solid #000000;overflow:hidden;padding:0px 3px 0px 3px;vertical-align:bottom;font-weight:bold;">Opal (A/D)</td> <td data-sheets-numberformat='{"1":2,"2":"0.00","3":1}' data-sheets-value='{"1":3,"3":2.9}' style="overflow:hidden;padding:0px 3px 0px 3px;vertical-align:bottom;text-align:center;">2.90</td> <td data-sheets-numberformat='{"1":2,"2":"0","3":1}' data-sheets-value='{"1":3,"3":51}' style="overflow:hidden;padding:0px 3px 0px 3px;vertical-align:bottom;text-align:center;">51</td> <td data-sheets-numberformat='{"1":2,"2":"0","3":1}' data-sheets-value='{"1":3,"3":50}' style="overflow:hidden;padding:0px 3px 0px 3px;vertical-align:bottom;text-align:center;">50</td> <td data-sheets-numberformat='{"1":2,"2":"0","3":1}' data-sheets-value='{"1":3,"3":20}' style="border-right:1px solid #000000;overflow:hidden;padding:0px 3px 0px 3px;vertical-align:bottom;text-align:center;">20</td> </tr> <tr style="height:20px;"> <td style="border-left:1px solid #000000;overflow:hidden;padding:0px 3px 0px 3px;vertical-align:bottom;font-weight:bold;"></td> <td data-sheets-value='{"1":2,"2":"Triple-walled"}' style="overflow:hidden;padding:0px 3px 0px 3px;vertical-align:bottom;font-weight:bold;">Triple-walled</td> <td data-sheets-value='{"1":2,"2":"Clear (A/H/H)"}' style="border-right:1px solid #000000;overflow:hidden;padding:0px 3px 0px 3px;vertical-align:bottom;font-weight:bold;">Clear (A/H/H)</td> <td data-sheets-numberformat='{"1":2,"2":"0.00","3":1}' data-sheets-value='{"1":3,"3":1.7}' style="overflow:hidden;padding:0px 3px 0px 3px;vertical-align:bottom;text-align:center;">1.70</td> <td data-sheets-numberformat='{"1":2,"2":"0","3":1}' data-sheets-value='{"1":3,"3":71}' style="overflow:hidden;padding:0px 3px 0px 3px;vertical-align:bottom;text-align:center;">71</td> <td data-sheets-numberformat='{"1":2,"2":"0","3":1}' data-sheets-value='{"1":3,"3":63}' style="overflow:hidden;padding:0px 3px 0px 3px;vertical-align:bottom;text-align:center;">63</td> <td data-sheets-numberformat='{"1":2,"2":"0","3":1}' data-sheets-value='{"1":3,"3":22}' style="border-right:1px solid #000000;overflow:hidden;padding:0px 3px 0px 3px;vertical-align:bottom;text-align:center;">22</td> </tr> <tr style="height:20px;"> <td style="border-left:1px solid #000000;overflow:hidden;padding:0px 3px 0px 3px;vertical-align:bottom;font-weight:bold;"></td> <td data-sheets-value='{"1":2,"2":"Triple-walled"}' style="overflow:hidden;padding:0px 3px 0px 3px;vertical-align:bottom;font-weight:bold;">Triple-walled</td> <td data-sheets-value='{"1":2,"2":"Opal (A/O/O)"}' style="border-right:1px solid #000000;overflow:hidden;padding:0px 3px 0px 3px;vertical-align:bottom;font-weight:bold;">Opal (A/O/O)</td> <td data-sheets-numberformat='{"1":2,"2":"0.00","3":1}' data-sheets-value='{"1":3,"3":1.7}' style="overflow:hidden;padding:0px 3px 0px 3px;vertical-align:bottom;text-align:center;">1.70</td> <td data-sheets-numberformat='{"1":2,"2":"0","3":1}' data-sheets-value='{"1":3,"3":61}' style="overflow:hidden;padding:0px 3px 0px 3px;vertical-align:bottom;text-align:center;">61</td> <td data-sheets-numberformat='{"1":2,"2":"0","3":1}' data-sheets-value='{"1":3,"3":48}' style="overflow:hidden;padding:0px 3px 0px 3px;vertical-align:bottom;text-align:center;">48</td> <td data-sheets-numberformat='{"1":2,"2":"0","3":1}' data-sheets-value='{"1":3,"3":22}' style="border-right:1px solid #000000;overflow:hidden;padding:0px 3px 0px 3px;vertical-align:bottom;text-align:center;">22</td> </tr> <tr style="height:20px;"> <td style="border-left:1px solid #000000;overflow:hidden;padding:0px 3px 0px 3px;vertical-align:bottom;font-weight:bold;"></td> <td data-sheets-value='{"1":2,"2":"Four-walled"}' style="overflow:hidden;padding:0px 3px 0px 3px;vertical-align:bottom;font-weight:bold;">Four-walled</td> <td data-sheets-value='{"1":2,"2":"Clear (A/H/H/H)"}' style="border-right:1px solid #000000;overflow:hidden;padding:0px 3px 0px 3px;vertical-align:bottom;font-weight:bold;">Clear (A/H/H/H)</td> <td data-sheets-numberformat='{"1":2,"2":"0.00","3":1}' data-sheets-value='{"1":3,"3":1.28}' style="overflow:hidden;padding:0px 3px 0px 3px;vertical-align:bottom;text-align:center;">1.28</td> <td data-sheets-numberformat='{"1":2,"2":"0","3":1}' data-sheets-value='{"1":3,"3":64}' style="overflow:hidden;padding:0px 3px 0px 3px;vertical-align:bottom;text-align:center;">64</td> <td data-sheets-numberformat='{"1":2,"2":"0","3":1}' data-sheets-value='{"1":3,"3":52}' style="overflow:hidden;padding:0px 3px 0px 3px;vertical-align:bottom;text-align:center;">52</td> <td data-sheets-numberformat='{"1":2,"2":"0","3":1}' data-sheets-value='{"1":3,"3":23}' style="border-right:1px solid #000000;overflow:hidden;padding:0px 3px 0px 3px;vertical-align:bottom;text-align:center;">23</td> </tr> <tr style="height:20px;"> <td style="border-bottom:1px solid #000000;border-left:1px solid #000000;overflow:hidden;padding:0px 3px 0px 3px;vertical-align:bottom;"></td> <td data-sheets-value='{"1":2,"2":"Four-walled"}' style="border-bottom:1px solid #000000;overflow:hidden;padding:0px 3px 0px 3px;vertical-align:bottom;font-weight:bold;">Four-walled</td> <td data-sheets-value='{"1":2,"2":"Opal (A/H/O/H)"}' style="border-right:1px solid #000000;border-bottom:1px solid #000000;overflow:hidden;padding:0px 3px 0px 3px;vertical-align:bottom;font-weight:bold;">Opal (A/H/O/H)</td> <td data-sheets-numberformat='{"1":2,"2":"0.00","3":1}' data-sheets-value='{"1":3,"3":1.28}' style="border-bottom:1px solid #000000;overflow:hidden;padding:0px 3px 0px 3px;vertical-align:bottom;text-align:center;">1.28</td> <td data-sheets-numberformat='{"1":2,"2":"0","3":1}' data-sheets-value='{"1":3,"3":59}' style="border-bottom:1px solid #000000;overflow:hidden;padding:0px 3px 0px 3px;vertical-align:bottom;text-align:center;">59</td> <td data-sheets-numberformat='{"1":2,"2":"0","3":1}' data-sheets-value='{"1":3,"3":46}' style="border-bottom:1px solid #000000;overflow:hidden;padding:0px 3px 0px 3px;vertical-align:bottom;text-align:center;">46</td> <td data-sheets-numberformat='{"1":2,"2":"0","3":1}' data-sheets-value='{"1":3,"3":23}' style="border-right:1px solid #000000;border-bottom:1px solid #000000;overflow:hidden;padding:0px 3px 0px 3px;vertical-align:bottom;text-align:center;">23</td> </tr> <tr style="height:20px;"> <td data-sheets-value='{"1":2,"2":"Polycarbonate"}' style="border-left:1px solid #000000;overflow:hidden;padding:0px 3px 0px 3px;vertical-align:bottom;font-weight:bold;">Polycarbonate</td> <td data-sheets-value='{"1":2,"2":"Single-walled"}' style="overflow:hidden;padding:0px 3px 0px 3px;vertical-align:bottom;font-weight:bold;">Single-walled</td> <td data-sheets-value='{"1":2,"2":"Heatstop Opal (T)"}' style="border-right:1px solid #000000;overflow:hidden;padding:0px 3px 0px 3px;vertical-align:bottom;font-weight:bold;">Heatstop Opal (T)</td> <td data-sheets-numberformat='{"1":2,"2":"0.00","3":1}' data-sheets-value='{"1":3,"3":5.17}' style="overflow:hidden;padding:0px 3px 0px 3px;vertical-align:bottom;text-align:center;">5.17</td> <td data-sheets-numberformat='{"1":2,"2":"0","3":1}' data-sheets-value='{"1":3,"3":49}' style="overflow:hidden;padding:0px 3px 0px 3px;vertical-align:bottom;text-align:center;">49</td> <td data-sheets-numberformat='{"1":2,"2":"0","3":1}' data-sheets-value='{"1":3,"3":59}' style="overflow:hidden;padding:0px 3px 0px 3px;vertical-align:bottom;text-align:center;">59</td> <td data-sheets-numberformat='{"1":2,"2":"0","3":1}' data-sheets-value='{"1":2,"2":"-"}' style="border-right:1px solid #000000;overflow:hidden;padding:0px 3px 0px 3px;vertical-align:bottom;text-align:center;">-</td> </tr> <tr style="height:20px;"> <td data-sheets-value='{"1":2,"2":"Heatstop PC"}' style="border-left:1px solid #000000;overflow:hidden;padding:0px 3px 0px 3px;vertical-align:bottom;font-weight:bold;">Heatstop PC</td> <td data-sheets-value='{"1":2,"2":"Double-walled"}' style="overflow:hidden;padding:0px 3px 0px 3px;vertical-align:bottom;font-weight:bold;">Double-walled</td> <td data-sheets-value='{"1":2,"2":"Clear (T/H)"}' style="border-right:1px solid #000000;overflow:hidden;padding:0px 3px 0px 3px;vertical-align:bottom;font-weight:bold;">Clear (T/H)</td> <td data-sheets-numberformat='{"1":2,"2":"0.00","3":1}' data-sheets-value='{"1":3,"3":2.9}' style="overflow:hidden;padding:0px 3px 0px 3px;vertical-align:bottom;text-align:center;">2.90</td> <td data-sheets-numberformat='{"1":2,"2":"0","3":1}' data-sheets-value='{"1":3,"3":44}' style="overflow:hidden;padding:0px 3px 0px 3px;vertical-align:bottom;text-align:center;">44</td> <td data-sheets-numberformat='{"1":2,"2":"0","3":1}' data-sheets-value='{"1":3,"3":51}' style="overflow:hidden;padding:0px 3px 0px 3px;vertical-align:bottom;text-align:center;">51</td> <td data-sheets-numberformat='{"1":2,"2":"0","3":1}' data-sheets-value='{"1":3,"3":20}' style="border-right:1px solid #000000;overflow:hidden;padding:0px 3px 0px 3px;vertical-align:bottom;text-align:center;">20</td> </tr> <tr style="height:20px;"> <td style="border-left:1px solid #000000;overflow:hidden;padding:0px 3px 0px 3px;vertical-align:bottom;font-weight:bold;"></td> <td data-sheets-value='{"1":2,"2":"Double-walled"}' style="overflow:hidden;padding:0px 3px 0px 3px;vertical-align:bottom;font-weight:bold;">Double-walled</td> <td data-sheets-value='{"1":2,"2":"Opal (T/O)"}' style="border-right:1px solid #000000;overflow:hidden;padding:0px 3px 0px 3px;vertical-align:bottom;font-weight:bold;">Opal (T/O)</td> <td data-sheets-numberformat='{"1":2,"2":"0.00","3":1}' data-sheets-value='{"1":3,"3":2.9}' style="overflow:hidden;padding:0px 3px 0px 3px;vertical-align:bottom;text-align:center;">2.90</td> <td data-sheets-numberformat='{"1":2,"2":"0","3":1}' data-sheets-value='{"1":3,"3":41}' style="overflow:hidden;padding:0px 3px 0px 3px;vertical-align:bottom;text-align:center;">41</td> <td data-sheets-numberformat='{"1":2,"2":"0","3":1}' data-sheets-value='{"1":3,"3":45}' style="overflow:hidden;padding:0px 3px 0px 3px;vertical-align:bottom;text-align:center;">45</td> <td data-sheets-numberformat='{"1":2,"2":"0","3":1}' data-sheets-value='{"1":3,"3":20}' style="border-right:1px solid #000000;overflow:hidden;padding:0px 3px 0px 3px;vertical-align:bottom;text-align:center;">20</td> </tr> <tr style="height:20px;"> <td style="border-left:1px solid #000000;overflow:hidden;padding:0px 3px 0px 3px;vertical-align:bottom;font-weight:bold;"></td> <td data-sheets-value='{"1":2,"2":"Triple-walled"}' style="overflow:hidden; | skylux-160-ce-met-koepel-en-polyester-opstand-30-20-met-lm-motor-0700-x-1000-mm | 8586010296653 | 46872306155853
Smoke and heat exhaust (SHEV) | SHE system | Skylux | Skylux 160° CE with skylight and polyester curb 30/20 with LM-actuator 0800 x 1300 mm |  | 34050 | 5412970340508 | 3820 | Yes | 30-45 | 52.8 | 800 x 1300 mm | 1300 | 800 |  | polyester 30/20 (30 cm high & roof opening = 20 cm larger than daylight size) | Rectangular | 5.17 W/m²K - 1.28 W/m²K | 87% - 32% | 90% - 32% | 20dB - 23dB | 160° CE (for industry) | skylight | without spoiler | E | Single actuator | Maximum four-walled skylight possible for this product | Ut-value LT-value g-value Rw-value EN 1873 : 2014 EN ISO 13468 EN 16153 EN 410 EN 410 EN ISO 140-3 Material Walls Shells (W/m²K) (%) (%) (dB) Acrylic Single-walled Clear (H) 5.17 90 87 - PMMA Single-walled Opal (O) 5.17 83 76 - Double-walled Clear (H/H) 2.90 81 75 20 Double-walled Opal (O/O) 2.90 69 58 20 Triple-walled Clear (H/H/H) 1.70 73 65 22 Triple-walled Opal (O/H/O) 1.70 62 51 22 Four-walled Clear (H/H/H/H) 1.28 64 54 23 Four-walled Opal (H/H/O/H) 1.28 59 48 23 Polycarbonate Single-walled Clear (A) 5.17 88 83 - PC Single-walled Opal (D) 5.17 58 60 - Double-walled Clear (A/H) 2.90 79 72 20 Double-walled Clear (A/A) 2.90 77 69 20 Double-walled Opal (A/O) 2.90 73 63 20 Double-walled Opal (A/D) 2.90 51 50 20 Triple-walled Clear (A/H/H) 1.70 71 63 22 Triple-walled Opal (A/O/O) 1.70 61 48 22 Four-walled Clear (A/H/H/H) 1.28 64 52 23 Four-walled Opal (A/H/O/H) 1.28 59 46 23 Polycarbonate Single-walled Heatstop Opal (T) 5.17 49 59 - Heatstop PC Double-walled Clear (T/H) 2.90 44 51 20 Double-walled Opal (T/O) 2.90 41 45 20 Triple-walled Clear (T/H/H) 1.70 40 <td data-sheets-numberformat='{"1":2,"2":"0","3":1}' data-sheets-value='{"1":3,"3":44}' style="overflow:hidden;paddin | https://skylux.eu/en/products/skylux-160-ce-met-koepel-en-polyester-opstand-30-20-met-lm-motor-0800-x-1300-mm | https://skylux.eu/cdn/shop/files/Skylux-160deg-CE-met-koepel-en-polyester-opstand-3020-met-LM-motor-0800-x-1300-mm-RWA-systeem.jpg?v=1702977896&width=1600 | https://skylux.eu/cdn/shop/files/e5a82811-1bb0-48e4-a776-cacb59c7c092_a0fa44c3-1f6c-4cb0-bd0e-47d4a9a9720b.jpg?v=1688550502&width=1600 | //skylux.eu/cdn/shop/files/E_MH_Mounting_instructions_Skylux_160_CE_LM.pdf?v=12406716259046007223 | //skylux.eu/cdn/shop/files/E_TD_Technical_File_Skylux_Skylux_160_CE_Electric.pdf?v=3667116872303399239 | <style type="text/css" id="isPasted"> <!--td { border: 1px solid #cccccc; } br { mso-data-placement: same-cell; } --> </style> <table border="1" cellpadding="0" cellspacing="0" dir="ltr" style="table-layout:fixed;font-size:10pt;font-family:Arial;border-collapse:collapse;border:none;"><tbody> <tr style="height:20px;"> <td style="overflow:hidden;padding:0px 3px 0px 3px;vertical-align:bottom;"></td> <td style="overflow:hidden;padding:0px 3px 0px 3px;vertical-align:bottom;"></td> <td style="overflow:hidden;padding:0px 3px 0px 3px;vertical-align:bottom;"></td> <td data-sheets-value='{"1":2,"2":"Ut-value"}' style="overflow:hidden;padding:0px 3px 0px 3px;vertical-align:bottom;font-weight:bold;text-align:center;">Ut-value</td> <td data-sheets-value='{"1":2,"2":"LT-value"}' style="overflow:hidden;padding:0px 3px 0px 3px;vertical-align:bottom;font-weight:bold;text-align:center;">LT-value</td> <td data-sheets-value='{"1":2,"2":"g-value"}' style="overflow:hidden;padding:0px 3px 0px 3px;vertical-align:bottom;font-weight:bold;text-align:center;">g-value</td> <td data-sheets-value='{"1":2,"2":"Rw-value "}' style="overflow:hidden;padding:0px 3px 0px 3px;vertical-align:bottom;font-weight:bold;text-align:center;">Rw-value </td> </tr> <tr style="height:20px;"> <td style="overflow:hidden;padding:0px 3px 0px 3px;vertical-align:bottom;"></td> <td style="overflow:hidden;padding:0px 3px 0px 3px;vertical-align:bottom;"></td> <td style="overflow:hidden;padding:0px 3px 0px 3px;vertical-align:bottom;"></td> <td data-sheets-numberformat='{"1":2,"2":"0.00","3":1}' data-sheets-value='{"1":2,"2":"EN 1873 : 2014"}' style="overflow:hidden;padding:0px 3px 0px 3px;vertical-align:bottom;text-align:center;">EN 1873 : 2014</td> <td data-sheets-numberformat='{"1":2,"2":"0","3":1}' data-sheets-value='{"1":2,"2":"EN ISO 13468 EN 16153 EN 410"}' style="overflow:hidden;padding:0px 3px 0px 3px;vertical-align:bottom;text-align:center;">EN ISO 13468 EN 16153 EN 410</td> <td data-sheets-numberformat='{"1":2,"2":"0","3":1}' data-sheets-value='{"1":2,"2":"EN 410"}' style="overflow:hidden;padding:0px 3px 0px 3px;vertical-align:bottom;text-align:center;">EN 410</td> <td data-sheets-value='{"1":2,"2":"EN ISO 140-3\t\t"}' style="overflow:hidden;padding:0px 3px 0px 3px;vertical-align:bottom;text-align:center;">EN ISO 140-3 </td> </tr> <tr style="height:20px;"> <td data-sheets-value='{"1":2,"2":"Material"}' style="border-bottom:1px solid #000000;overflow:hidden;padding:0px 3px 0px 3px;vertical-align:bottom;background-color:#000000;font-weight:bold;color:#ffffff;">Material</td> <td data-sheets-value='{"1":2,"2":"Walls"}' style="border-bottom:1px solid #000000;overflow:hidden;padding:0px 3px 0px 3px;vertical-align:bottom;background-color:#000000;font-weight:bold;color:#ffffff;">Walls</td> <td data-sheets-value='{"1":2,"2":"Shells"}' style="border-bottom:1px solid #000000;overflow:hidden;padding:0px 3px 0px 3px;vertical-align:bottom;background-color:#000000;font-weight:bold;color:#ffffff;">Shells</td> <td data-sheets-numberformat='{"1":2,"2":"0.00","3":1}' data-sheets-value='{"1":2,"2":"(W/m²K)\t"}' style="border-bottom:1px solid #000000;overflow:hidden;padding:0px 3px 0px 3px;vertical-align:bottom;background-color:#000000;font-weight:bold;color:#ffffff;text-align:center;">(W/m²K) </td> <td data-sheets-numberformat='{"1":2,"2":"0","3":1}' data-sheets-value='{"1":2,"2":"(%)"}' style="border-bottom:1px solid #000000;overflow:hidden;padding:0px 3px 0px 3px;vertical-align:bottom;background-color:#000000;font-weight:bold;color:#ffffff;text-align:center;">(%)</td> <td data-sheets-numberformat='{"1":2,"2":"0","3":1}' data-sheets-value='{"1":2,"2":"(%)"}' style="border-bottom:1px solid #000000;overflow:hidden;padding:0px 3px 0px 3px;vertical-align:bottom;background-color:#000000;font-weight:bold;color:#ffffff;text-align:center;">(%)</td> <td data-sheets-value='{"1":2,"2":"(dB)"}' style="border-bottom:1px solid #000000;overflow:hidden;padding:0px 3px 0px 3px;vertical-align:bottom;background-color:#000000;font-weight:bold;color:#ffffff;text-align:center;">(dB)</td> </tr> <tr style="height:20px;"> <td data-sheets-value='{"1":2,"2":"Acrylic"}' style="border-left:1px solid #000000;overflow:hidden;padding:0px 3px 0px 3px;vertical-align:bottom;font-weight:bold;">Acrylic</td> <td data-sheets-value='{"1":2,"2":"Single-walled"}' style="overflow:hidden;padding:0px 3px 0px 3px;vertical-align:bottom;font-weight:bold;">Single-walled</td> <td data-sheets-value='{"1":2,"2":"Clear (H)"}' style="border-right:1px solid #000000;overflow:hidden;padding:0px 3px 0px 3px;vertical-align:bottom;font-weight:bold;">Clear (H)</td> <td data-sheets-numberformat='{"1":2,"2":"0.00","3":1}' data-sheets-value='{"1":3,"3":5.17}' style="overflow:hidden;padding:0px 3px 0px 3px;vertical-align:bottom;text-align:center;">5.17</td> <td data-sheets-numberformat='{"1":2,"2":"0","3":1}' data-sheets-value='{"1":3,"3":90}' style="overflow:hidden;padding:0px 3px 0px 3px;vertical-align:bottom;text-align:center;">90</td> <td data-sheets-numberformat='{"1":2,"2":"0","3":1}' data-sheets-value='{"1":3,"3":87}' style="overflow:hidden;padding:0px 3px 0px 3px;vertical-align:bottom;text-align:center;">87</td> <td data-sheets-numberformat='{"1":2,"2":"0","3":1}' data-sheets-value='{"1":2,"2":"-"}' style="border-right:1px solid #000000;overflow:hidden;padding:0px 3px 0px 3px;vertical-align:bottom;text-align:center;">-</td> </tr> <tr style="height:20px;"> <td data-sheets-value='{"1":2,"2":"PMMA"}' style="border-left:1px solid #000000;overflow:hidden;padding:0px 3px 0px 3px;vertical-align:bottom;font-weight:bold;">PMMA</td> <td data-sheets-value='{"1":2,"2":"Single-walled"}' style="overflow:hidden;padding:0px 3px 0px 3px;vertical-align:bottom;font-weight:bold;">Single-walled</td> <td data-sheets-value='{"1":2,"2":"Opal (O)"}' style="border-right:1px solid #000000;overflow:hidden;padding:0px 3px 0px 3px;vertical-align:bottom;font-weight:bold;">Opal (O)</td> <td data-sheets-numberformat='{"1":2,"2":"0.00","3":1}' data-sheets-value='{"1":3,"3":5.17}' style="overflow:hidden;padding:0px 3px 0px 3px;vertical-align:bottom;text-align:center;">5.17</td> <td data-sheets-numberformat='{"1":2,"2":"0","3":1}' data-sheets-value='{"1":3,"3":83}' style="overflow:hidden;padding:0px 3px 0px 3px;vertical-align:bottom;text-align:center;">83</td> <td data-sheets-numberformat='{"1":2,"2":"0","3":1}' data-sheets-value='{"1":3,"3":76}' style="overflow:hidden;padding:0px 3px 0px 3px;vertical-align:bottom;text-align:center;">76</td> <td data-sheets-numberformat='{"1":2,"2":"0","3":1}' data-sheets-value='{"1":2,"2":"-"}' style="border-right:1px solid #000000;overflow:hidden;padding:0px 3px 0px 3px;vertical-align:bottom;text-align:center;">-</td> </tr> <tr style="height:20px;"> <td style="border-left:1px solid #000000;overflow:hidden;padding:0px 3px 0px 3px;vertical-align:bottom;font-weight:bold;"></td> <td data-sheets-value='{"1":2,"2":"Double-walled"}' style="overflow:hidden;padding:0px 3px 0px 3px;vertical-align:bottom;font-weight:bold;">Double-walled</td> <td data-sheets-value='{"1":2,"2":"Clear (H/H)"}' style="border-right:1px solid #000000;overflow:hidden;padding:0px 3px 0px 3px;vertical-align:bottom;font-weight:bold;">Clear (H/H)</td> <td data-sheets-numberformat='{"1":2,"2":"0.00","3":1}' data-sheets-value='{"1":3,"3":2.9}' style="overflow:hidden;padding:0px 3px 0px 3px;vertical-align:bottom;text-align:center;">2.90</td> <td data-sheets-numberformat='{"1":2,"2":"0","3":1}' data-sheets-value='{"1":3,"3":81}' style="overflow:hidden;padding:0px 3px 0px 3px;vertical-align:bottom;text-align:center;">81</td> <td data-sheets-numberformat='{"1":2,"2":"0","3":1}' data-sheets-value='{"1":3,"3":75}' style="overflow:hidden;padding:0px 3px 0px 3px;vertical-align:bottom;text-align:center;">75</td> <td data-sheets-numberformat='{"1":2,"2":"0","3":1}' data-sheets-value='{"1":3,"3":20}' style="border-right:1px solid #000000;overflow:hidden;padding:0px 3px 0px 3px;vertical-align:bottom;text-align:center;">20</td> </tr> <tr style="height:20px;"> <td style="border-left:1px solid #000000;overflow:hidden;padding:0px 3px 0px 3px;vertical-align:bottom;font-weight:bold;"></td> <td data-sheets-value='{"1":2,"2":"Double-walled"}' style="overflow:hidden;padding:0px 3px 0px 3px;vertical-align:bottom;font-weight:bold;">Double-walled</td> <td data-sheets-value='{"1":2,"2":"Opal (O/O)"}' style="border-right:1px solid #000000;overflow:hidden;padding:0px 3px 0px 3px;vertical-align:bottom;font-weight:bold;">Opal (O/O)</td> <td data-sheets-numberformat='{"1":2,"2":"0.00","3":1}' data-sheets-value='{"1":3,"3":2.9}' style="overflow:hidden;padding:0px 3px 0px 3px;vertical-align:bottom;text-align:center;">2.90</td> <td data-sheets-numberformat='{"1":2,"2":"0","3":1}' data-sheets-value='{"1":3,"3":69}' style="overflow:hidden;padding:0px 3px 0px 3px;vertical-align:bottom;text-align:center;">69</td> <td data-sheets-numberformat='{"1":2,"2":"0","3":1}' data-sheets-value='{"1":3,"3":58}' style="overflow:hidden;padding:0px 3px 0px 3px;vertical-align:bottom;text-align:center;">58</td> <td data-sheets-numberformat='{"1":2,"2":"0","3":1}' data-sheets-value='{"1":3,"3":20}' style="border-right:1px solid #000000;overflow:hidden;padding:0px 3px 0px 3px;vertical-align:bottom;text-align:center;">20</td> </tr> <tr style="height:20px;"> <td style="border-left:1px solid #000000;overflow:hidden;padding:0px 3px 0px 3px;vertical-align:bottom;font-weight:bold;"></td> <td data-sheets-value='{"1":2,"2":"Triple-walled"}' style="overflow:hidden;padding:0px 3px 0px 3px;vertical-align:bottom;font-weight:bold;">Triple-walled</td> <td data-sheets-value='{"1":2,"2":"Clear (H/H/H)"}' style="border-right:1px solid #000000;overflow:hidden;padding:0px 3px 0px 3px;vertical-align:bottom;font-weight:bold;">Clear (H/H/H)</td> <td data-sheets-numberformat='{"1":2,"2":"0.00","3":1}' data-sheets-value='{"1":3,"3":1.7}' style="overflow:hidden;padding:0px 3px 0px 3px;vertical-align:bottom;text-align:center;">1.70</td> <td data-sheets-numberformat='{"1":2,"2":"0","3":1}' data-sheets-value='{"1":3,"3":73}' style="overflow:hidden;padding:0px 3px 0px 3px;vertical-align:bottom;text-align:center;">73</td> <td data-sheets-numberformat='{"1":2,"2":"0","3":1}' data-sheets-value='{"1":3,"3":65}' style="overflow:hidden;padding:0px 3px 0px 3px;vertical-align:bottom;text-align:center;">65</td> <td data-sheets-numberformat='{"1":2,"2":"0","3":1}' data-sheets-value='{"1":3,"3":22}' style="border-right:1px solid #000000;overflow:hidden;padding:0px 3px 0px 3px;vertical-align:bottom;text-align:center;">22</td> </tr> <tr style="height:20px;"> <td style="border-left:1px solid #000000;overflow:hidden;padding:0px 3px 0px 3px;vertical-align:bottom;font-weight:bold;"></td> <td data-sheets-value='{"1":2,"2":"Triple-walled"}' style="overflow:hidden;padding:0px 3px 0px 3px;vertical-align:bottom;font-weight:bold;">Triple-walled</td> <td data-sheets-value='{"1":2,"2":"Opal (O/H/O)"}' style="border-right:1px solid #000000;overflow:hidden;padding:0px 3px 0px 3px;vertical-align:bottom;font-weight:bold;">Opal (O/H/O)</td> <td data-sheets-numberformat='{"1":2,"2":"0.00","3":1}' data-sheets-value='{"1":3,"3":1.7}' style="overflow:hidden;padding:0px 3px 0px 3px;vertical-align:bottom;text-align:center;">1.70</td> <td data-sheets-numberformat='{"1":2,"2":"0","3":1}' data-sheets-value='{"1":3,"3":62}' style="overflow:hidden;padding:0px 3px 0px 3px;vertical-align:bottom;text-align:center;">62</td> <td data-sheets-numberformat='{"1":2,"2":"0","3":1}' data-sheets-value='{"1":3,"3":51}' style="overflow:hidden;padding:0px 3px 0px 3px;vertical-align:bottom;text-align:center;">51</td> <td data-sheets-numberformat='{"1":2,"2":"0","3":1}' data-sheets-value='{"1":3,"3":22}' style="border-right:1px solid #000000;overflow:hidden;padding:0px 3px 0px 3px;vertical-align:bottom;text-align:center;">22</td> </tr> <tr style="height:20px;"> <td style="border-left:1px solid #000000;overflow:hidden;padding:0px 3px 0px 3px;vertical-align:bottom;font-weight:bold;"></td> <td data-sheets-value='{"1":2,"2":"Four-walled"}' style="overflow:hidden;padding:0px 3px 0px 3px;vertical-align:bottom;font-weight:bold;">Four-walled</td> <td data-sheets-value='{"1":2,"2":"Clear (H/H/H/H)"}' style="border-right:1px solid #000000;overflow:hidden;padding:0px 3px 0px 3px;vertical-align:bottom;font-weight:bold;">Clear (H/H/H/H)</td> <td data-sheets-numberformat='{"1":2,"2":"0.00","3":1}' data-sheets-value='{"1":3,"3":1.28}' style="overflow:hidden;padding:0px 3px 0px 3px;vertical-align:bottom;text-align:center;">1.28</td> <td data-sheets-numberformat='{"1":2,"2":"0","3":1}' data-sheets-value='{"1":3,"3":64}' style="overflow:hidden;padding:0px 3px 0px 3px;vertical-align:bottom;text-align:center;">64</td> <td data-sheets-numberformat='{"1":2,"2":"0","3":1}' data-sheets-value='{"1":3,"3":54}' style="overflow:hidden;padding:0px 3px 0px 3px;vertical-align:bottom;text-align:center;">54</td> <td data-sheets-numberformat='{"1":2,"2":"0","3":1}' data-sheets-value='{"1":3,"3":23}' style="border-right:1px solid #000000;overflow:hidden;padding:0px 3px 0px 3px;vertical-align:bottom;text-align:center;">23</td> </tr> <tr style="height:20px;"> <td style="border-bottom:1px solid #000000;border-left:1px solid #000000;overflow:hidden;padding:0px 3px 0px 3px;vertical-align:bottom;"></td> <td data-sheets-value='{"1":2,"2":"Four-walled"}' style="border-bottom:1px solid #000000;overflow:hidden;padding:0px 3px 0px 3px;vertical-align:bottom;font-weight:bold;">Four-walled</td> <td data-sheets-value='{"1":2,"2":"Opal (H/H/O/H)"}' style="border-right:1px solid #000000;border-bottom:1px solid #000000;overflow:hidden;padding:0px 3px 0px 3px;vertical-align:bottom;font-weight:bold;">Opal (H/H/O/H)</td> <td data-sheets-numberformat='{"1":2,"2":"0.00","3":1}' data-sheets-value='{"1":3,"3":1.28}' style="border-bottom:1px solid #000000;overflow:hidden;padding:0px 3px 0px 3px;vertical-align:bottom;text-align:center;">1.28</td> <td data-sheets-numberformat='{"1":2,"2":"0","3":1}' data-sheets-value='{"1":3,"3":59}' style="border-bottom:1px solid #000000;overflow:hidden;padding:0px 3px 0px 3px;vertical-align:bottom;text-align:center;">59</td> <td data-sheets-numberformat='{"1":2,"2":"0","3":1}' data-sheets-value='{"1":3,"3":48}' style="border-bottom:1px solid #000000;overflow:hidden;padding:0px 3px 0px 3px;vertical-align:bottom;text-align:center;">48</td> <td data-sheets-numberformat='{"1":2,"2":"0","3":1}' data-sheets-value='{"1":3,"3":23}' style="border-right:1px solid #000000;border-bottom:1px solid #000000;overflow:hidden;padding:0px 3px 0px 3px;vertical-align:bottom;text-align:center;">23</td> </tr> <tr style="height:20px;"> <td data-sheets-value='{"1":2,"2":"Polycarbonate "}' style="border-left:1px solid #000000;overflow:hidden;padding:0px 3px 0px 3px;vertical-align:bottom;font-weight:bold;">Polycarbonate </td> <td data-sheets-value='{"1":2,"2":"Single-walled"}' style="overflow:hidden;padding:0px 3px 0px 3px;vertical-align:bottom;font-weight:bold;">Single-walled</td> <td data-sheets-value='{"1":2,"2":"Clear (A)"}' style="border-right:1px solid #000000;overflow:hidden;padding:0px 3px 0px 3px;vertical-align:bottom;font-weight:bold;">Clear (A)</td> <td data-sheets-numberformat='{"1":2,"2":"0.00","3":1}' data-sheets-value='{"1":3,"3":5.17}' style="overflow:hidden;padding:0px 3px 0px 3px;vertical-align:bottom;text-align:center;">5.17</td> <td data-sheets-numberformat='{"1":2,"2":"0","3":1}' data-sheets-value='{"1":3,"3":88}' style="overflow:hidden;padding:0px 3px 0px 3px;vertical-align:bottom;text-align:center;">88</td> <td data-sheets-numberformat='{"1":2,"2":"0","3":1}' data-sheets-value='{"1":3,"3":83}' style="overflow:hidden;padding:0px 3px 0px 3px;vertical-align:bottom;text-align:center;">83</td> <td data-sheets-numberformat='{"1":2,"2":"0","3":1}' data-sheets-value='{"1":2,"2":"-"}' style="border-right:1px solid #000000;overflow:hidden;padding:0px 3px 0px 3px;vertical-align:bottom;text-align:center;">-</td> </tr> <tr style="height:20px;"> <td data-sheets-value='{"1":2,"2":"PC"}' style="border-left:1px solid #000000;overflow:hidden;padding:0px 3px 0px 3px;vertical-align:bottom;font-weight:bold;">PC</td> <td data-sheets-value='{"1":2,"2":"Single-walled"}' style="overflow:hidden;padding:0px 3px 0px 3px;vertical-align:bottom;font-weight:bold;">Single-walled</td> <td data-sheets-value='{"1":2,"2":"Opal (D)"}' style="border-right:1px solid #000000;overflow:hidden;padding:0px 3px 0px 3px;vertical-align:bottom;font-weight:bold;">Opal (D)</td> <td data-sheets-numberformat='{"1":2,"2":"0.00","3":1}' data-sheets-value='{"1":3,"3":5.17}' style="overflow:hidden;padding:0px 3px 0px 3px;vertical-align:bottom;text-align:center;">5.17</td> <td data-sheets-numberformat='{"1":2,"2":"0","3":1}' data-sheets-value='{"1":3,"3":58}' style="overflow:hidden;padding:0px 3px 0px 3px;vertical-align:bottom;text-align:center;">58</td> <td data-sheets-numberformat='{"1":2,"2":"0","3":1}' data-sheets-value='{"1":3,"3":60}' style="overflow:hidden;padding:0px 3px 0px 3px;vertical-align:bottom;text-align:center;">60</td> <td data-sheets-numberformat='{"1":2,"2":"0","3":1}' data-sheets-value='{"1":2,"2":"-"}' style="border-right:1px solid #000000;overflow:hidden;padding:0px 3px 0px 3px;vertical-align:bottom;text-align:center;">-</td> </tr> <tr style="height:20px;"> <td style="border-left:1px solid #000000;overflow:hidden;padding:0px 3px 0px 3px;vertical-align:bottom;font-weight:bold;"></td> <td data-sheets-value='{"1":2,"2":"Double-walled"}' style="overflow:hidden;padding:0px 3px 0px 3px;vertical-align:bottom;font-weight:bold;">Double-walled</td> <td data-sheets-value='{"1":2,"2":"Clear (A/H)"}' style="border-right:1px solid #000000;overflow:hidden;padding:0px 3px 0px 3px;vertical-align:bottom;font-weight:bold;">Clear (A/H)</td> <td data-sheets-numberformat='{"1":2,"2":"0.00","3":1}' data-sheets-value='{"1":3,"3":2.9}' style="overflow:hidden;padding:0px 3px 0px 3px;vertical-align:bottom;text-align:center;">2.90</td> <td data-sheets-numberformat='{"1":2,"2":"0","3":1}' data-sheets-value='{"1":3,"3":79}' style="overflow:hidden;padding:0px 3px 0px 3px;vertical-align:bottom;text-align:center;">79</td> <td data-sheets-numberformat='{"1":2,"2":"0","3":1}' data-sheets-value='{"1":3,"3":72}' style="overflow:hidden;padding:0px 3px 0px 3px;vertical-align:bottom;text-align:center;">72</td> <td data-sheets-numberformat='{"1":2,"2":"0","3":1}' data-sheets-value='{"1":3,"3":20}' style="border-right:1px solid #000000;overflow:hidden;padding:0px 3px 0px 3px;vertical-align:bottom;text-align:center;">20</td> </tr> <tr style="height:20px;"> <td style="border-left:1px solid #000000;overflow:hidden;padding:0px 3px 0px 3px;vertical-align:bottom;font-weight:bold;"></td> <td data-sheets-value='{"1":2,"2":"Double-walled"}' style="overflow:hidden;padding:0px 3px 0px 3px;vertical-align:bottom;font-weight:bold;">Double-walled</td> <td data-sheets-value='{"1":2,"2":"Clear (A/A)"}' style="border-right:1px solid #000000;overflow:hidden;padding:0px 3px 0px 3px;vertical-align:bottom;font-weight:bold;">Clear (A/A)</td> <td data-sheets-numberformat='{"1":2,"2":"0.00","3":1}' data-sheets-value='{"1":3,"3":2.9}' style="overflow:hidden;padding:0px 3px 0px 3px;vertical-align:bottom;text-align:center;">2.90</td> <td data-sheets-numberformat='{"1":2,"2":"0","3":1}' data-sheets-value='{"1":3,"3":77}' style="overflow:hidden;padding:0px 3px 0px 3px;vertical-align:bottom;text-align:center;">77</td> <td data-sheets-numberformat='{"1":2,"2":"0","3":1}' data-sheets-value='{"1":3,"3":69}' style="overflow:hidden;padding:0px 3px 0px 3px;vertical-align:bottom;text-align:center;">69</td> <td data-sheets-numberformat='{"1":2,"2":"0","3":1}' data-sheets-value='{"1":3,"3":20}' style="border-right:1px solid #000000;overflow:hidden;padding:0px 3px 0px 3px;vertical-align:bottom;text-align:center;">20</td> </tr> <tr style="height:20px;"> <td style="border-left:1px solid #000000;overflow:hidden;padding:0px 3px 0px 3px;vertical-align:bottom;font-weight:bold;"></td> <td data-sheets-value='{"1":2,"2":"Double-walled"}' style="overflow:hidden;padding:0px 3px 0px 3px;vertical-align:bottom;font-weight:bold;">Double-walled</td> <td data-sheets-value='{"1":2,"2":"Opal (A/O)"}' style="border-right:1px solid #000000;overflow:hidden;padding:0px 3px 0px 3px;vertical-align:bottom;font-weight:bold;">Opal (A/O)</td> <td data-sheets-numberformat='{"1":2,"2":"0.00","3":1}' data-sheets-value='{"1":3,"3":2.9}' style="overflow:hidden;padding:0px 3px 0px 3px;vertical-align:bottom;text-align:center;">2.90</td> <td data-sheets-numberformat='{"1":2,"2":"0","3":1}' data-sheets-value='{"1":3,"3":73}' style="overflow:hidden;padding:0px 3px 0px 3px;vertical-align:bottom;text-align:center;">73</td> <td data-sheets-numberformat='{"1":2,"2":"0","3":1}' data-sheets-value='{"1":3,"3":63}' style="overflow:hidden;padding:0px 3px 0px 3px;vertical-align:bottom;text-align:center;">63</td> <td data-sheets-numberformat='{"1":2,"2":"0","3":1}' data-sheets-value='{"1":3,"3":20}' style="border-right:1px solid #000000;overflow:hidden;padding:0px 3px 0px 3px;vertical-align:bottom;text-align:center;">20</td> </tr> <tr style="height:20px;"> <td style="border-left:1px solid #000000;overflow:hidden;padding:0px 3px 0px 3px;vertical-align:bottom;font-weight:bold;"></td> <td data-sheets-value='{"1":2,"2":"Double-walled"}' style="overflow:hidden;padding:0px 3px 0px 3px;vertical-align:bottom;font-weight:bold;">Double-walled</td> <td data-sheets-value='{"1":2,"2":"Opal (A/D)"}' style="border-right:1px solid #000000;overflow:hidden;padding:0px 3px 0px 3px;vertical-align:bottom;font-weight:bold;">Opal (A/D)</td> <td data-sheets-numberformat='{"1":2,"2":"0.00","3":1}' data-sheets-value='{"1":3,"3":2.9}' style="overflow:hidden;padding:0px 3px 0px 3px;vertical-align:bottom;text-align:center;">2.90</td> <td data-sheets-numberformat='{"1":2,"2":"0","3":1}' data-sheets-value='{"1":3,"3":51}' style="overflow:hidden;padding:0px 3px 0px 3px;vertical-align:bottom;text-align:center;">51</td> <td data-sheets-numberformat='{"1":2,"2":"0","3":1}' data-sheets-value='{"1":3,"3":50}' style="overflow:hidden;padding:0px 3px 0px 3px;vertical-align:bottom;text-align:center;">50</td> <td data-sheets-numberformat='{"1":2,"2":"0","3":1}' data-sheets-value='{"1":3,"3":20}' style="border-right:1px solid #000000;overflow:hidden;padding:0px 3px 0px 3px;vertical-align:bottom;text-align:center;">20</td> </tr> <tr style="height:20px;"> <td style="border-left:1px solid #000000;overflow:hidden;padding:0px 3px 0px 3px;vertical-align:bottom;font-weight:bold;"></td> <td data-sheets-value='{"1":2,"2":"Triple-walled"}' style="overflow:hidden;padding:0px 3px 0px 3px;vertical-align:bottom;font-weight:bold;">Triple-walled</td> <td data-sheets-value='{"1":2,"2":"Clear (A/H/H)"}' style="border-right:1px solid #000000;overflow:hidden;padding:0px 3px 0px 3px;vertical-align:bottom;font-weight:bold;">Clear (A/H/H)</td> <td data-sheets-numberformat='{"1":2,"2":"0.00","3":1}' data-sheets-value='{"1":3,"3":1.7}' style="overflow:hidden;padding:0px 3px 0px 3px;vertical-align:bottom;text-align:center;">1.70</td> <td data-sheets-numberformat='{"1":2,"2":"0","3":1}' data-sheets-value='{"1":3,"3":71}' style="overflow:hidden;padding:0px 3px 0px 3px;vertical-align:bottom;text-align:center;">71</td> <td data-sheets-numberformat='{"1":2,"2":"0","3":1}' data-sheets-value='{"1":3,"3":63}' style="overflow:hidden;padding:0px 3px 0px 3px;vertical-align:bottom;text-align:center;">63</td> <td data-sheets-numberformat='{"1":2,"2":"0","3":1}' data-sheets-value='{"1":3,"3":22}' style="border-right:1px solid #000000;overflow:hidden;padding:0px 3px 0px 3px;vertical-align:bottom;text-align:center;">22</td> </tr> <tr style="height:20px;"> <td style="border-left:1px solid #000000;overflow:hidden;padding:0px 3px 0px 3px;vertical-align:bottom;font-weight:bold;"></td> <td data-sheets-value='{"1":2,"2":"Triple-walled"}' style="overflow:hidden;padding:0px 3px 0px 3px;vertical-align:bottom;font-weight:bold;">Triple-walled</td> <td data-sheets-value='{"1":2,"2":"Opal (A/O/O)"}' style="border-right:1px solid #000000;overflow:hidden;padding:0px 3px 0px 3px;vertical-align:bottom;font-weight:bold;">Opal (A/O/O)</td> <td data-sheets-numberformat='{"1":2,"2":"0.00","3":1}' data-sheets-value='{"1":3,"3":1.7}' style="overflow:hidden;padding:0px 3px 0px 3px;vertical-align:bottom;text-align:center;">1.70</td> <td data-sheets-numberformat='{"1":2,"2":"0","3":1}' data-sheets-value='{"1":3,"3":61}' style="overflow:hidden;padding:0px 3px 0px 3px;vertical-align:bottom;text-align:center;">61</td> <td data-sheets-numberformat='{"1":2,"2":"0","3":1}' data-sheets-value='{"1":3,"3":48}' style="overflow:hidden;padding:0px 3px 0px 3px;vertical-align:bottom;text-align:center;">48</td> <td data-sheets-numberformat='{"1":2,"2":"0","3":1}' data-sheets-value='{"1":3,"3":22}' style="border-right:1px solid #000000;overflow:hidden;padding:0px 3px 0px 3px;vertical-align:bottom;text-align:center;">22</td> </tr> <tr style="height:20px;"> <td style="border-left:1px solid #000000;overflow:hidden;padding:0px 3px 0px 3px;vertical-align:bottom;font-weight:bold;"></td> <td data-sheets-value='{"1":2,"2":"Four-walled"}' style="overflow:hidden;padding:0px 3px 0px 3px;vertical-align:bottom;font-weight:bold;">Four-walled</td> <td data-sheets-value='{"1":2,"2":"Clear (A/H/H/H)"}' style="border-right:1px solid #000000;overflow:hidden;padding:0px 3px 0px 3px;vertical-align:bottom;font-weight:bold;">Clear (A/H/H/H)</td> <td data-sheets-numberformat='{"1":2,"2":"0.00","3":1}' data-sheets-value='{"1":3,"3":1.28}' style="overflow:hidden;padding:0px 3px 0px 3px;vertical-align:bottom;text-align:center;">1.28</td> <td data-sheets-numberformat='{"1":2,"2":"0","3":1}' data-sheets-value='{"1":3,"3":64}' style="overflow:hidden;padding:0px 3px 0px 3px;vertical-align:bottom;text-align:center;">64</td> <td data-sheets-numberformat='{"1":2,"2":"0","3":1}' data-sheets-value='{"1":3,"3":52}' style="overflow:hidden;padding:0px 3px 0px 3px;vertical-align:bottom;text-align:center;">52</td> <td data-sheets-numberformat='{"1":2,"2":"0","3":1}' data-sheets-value='{"1":3,"3":23}' style="border-right:1px solid #000000;overflow:hidden;padding:0px 3px 0px 3px;vertical-align:bottom;text-align:center;">23</td> </tr> <tr style="height:20px;"> <td style="border-bottom:1px solid #000000;border-left:1px solid #000000;overflow:hidden;padding:0px 3px 0px 3px;vertical-align:bottom;"></td> <td data-sheets-value='{"1":2,"2":"Four-walled"}' style="border-bottom:1px solid #000000;overflow:hidden;padding:0px 3px 0px 3px;vertical-align:bottom;font-weight:bold;">Four-walled</td> <td data-sheets-value='{"1":2,"2":"Opal (A/H/O/H)"}' style="border-right:1px solid #000000;border-bottom:1px solid #000000;overflow:hidden;padding:0px 3px 0px 3px;vertical-align:bottom;font-weight:bold;">Opal (A/H/O/H)</td> <td data-sheets-numberformat='{"1":2,"2":"0.00","3":1}' data-sheets-value='{"1":3,"3":1.28}' style="border-bottom:1px solid #000000;overflow:hidden;padding:0px 3px 0px 3px;vertical-align:bottom;text-align:center;">1.28</td> <td data-sheets-numberformat='{"1":2,"2":"0","3":1}' data-sheets-value='{"1":3,"3":59}' style="border-bottom:1px solid #000000;overflow:hidden;padding:0px 3px 0px 3px;vertical-align:bottom;text-align:center;">59</td> <td data-sheets-numberformat='{"1":2,"2":"0","3":1}' data-sheets-value='{"1":3,"3":46}' style="border-bottom:1px solid #000000;overflow:hidden;padding:0px 3px 0px 3px;vertical-align:bottom;text-align:center;">46</td> <td data-sheets-numberformat='{"1":2,"2":"0","3":1}' data-sheets-value='{"1":3,"3":23}' style="border-right:1px solid #000000;border-bottom:1px solid #000000;overflow:hidden;padding:0px 3px 0px 3px;vertical-align:bottom;text-align:center;">23</td> </tr> <tr style="height:20px;"> <td data-sheets-value='{"1":2,"2":"Polycarbonate"}' style="border-left:1px solid #000000;overflow:hidden;padding:0px 3px 0px 3px;vertical-align:bottom;font-weight:bold;">Polycarbonate</td> <td data-sheets-value='{"1":2,"2":"Single-walled"}' style="overflow:hidden;padding:0px 3px 0px 3px;vertical-align:bottom;font-weight:bold;">Single-walled</td> <td data-sheets-value='{"1":2,"2":"Heatstop Opal (T)"}' style="border-right:1px solid #000000;overflow:hidden;padding:0px 3px 0px 3px;vertical-align:bottom;font-weight:bold;">Heatstop Opal (T)</td> <td data-sheets-numberformat='{"1":2,"2":"0.00","3":1}' data-sheets-value='{"1":3,"3":5.17}' style="overflow:hidden;padding:0px 3px 0px 3px;vertical-align:bottom;text-align:center;">5.17</td> <td data-sheets-numberformat='{"1":2,"2":"0","3":1}' data-sheets-value='{"1":3,"3":49}' style="overflow:hidden;padding:0px 3px 0px 3px;vertical-align:bottom;text-align:center;">49</td> <td data-sheets-numberformat='{"1":2,"2":"0","3":1}' data-sheets-value='{"1":3,"3":59}' style="overflow:hidden;padding:0px 3px 0px 3px;vertical-align:bottom;text-align:center;">59</td> <td data-sheets-numberformat='{"1":2,"2":"0","3":1}' data-sheets-value='{"1":2,"2":"-"}' style="border-right:1px solid #000000;overflow:hidden;padding:0px 3px 0px 3px;vertical-align:bottom;text-align:center;">-</td> </tr> <tr style="height:20px;"> <td data-sheets-value='{"1":2,"2":"Heatstop PC"}' style="border-left:1px solid #000000;overflow:hidden;padding:0px 3px 0px 3px;vertical-align:bottom;font-weight:bold;">Heatstop PC</td> <td data-sheets-value='{"1":2,"2":"Double-walled"}' style="overflow:hidden;padding:0px 3px 0px 3px;vertical-align:bottom;font-weight:bold;">Double-walled</td> <td data-sheets-value='{"1":2,"2":"Clear (T/H)"}' style="border-right:1px solid #000000;overflow:hidden;padding:0px 3px 0px 3px;vertical-align:bottom;font-weight:bold;">Clear (T/H)</td> <td data-sheets-numberformat='{"1":2,"2":"0.00","3":1}' data-sheets-value='{"1":3,"3":2.9}' style="overflow:hidden;padding:0px 3px 0px 3px;vertical-align:bottom;text-align:center;">2.90</td> <td data-sheets-numberformat='{"1":2,"2":"0","3":1}' data-sheets-value='{"1":3,"3":44}' style="overflow:hidden;padding:0px 3px 0px 3px;vertical-align:bottom;text-align:center;">44</td> <td data-sheets-numberformat='{"1":2,"2":"0","3":1}' data-sheets-value='{"1":3,"3":51}' style="overflow:hidden;padding:0px 3px 0px 3px;vertical-align:bottom;text-align:center;">51</td> <td data-sheets-numberformat='{"1":2,"2":"0","3":1}' data-sheets-value='{"1":3,"3":20}' style="border-right:1px solid #000000;overflow:hidden;padding:0px 3px 0px 3px;vertical-align:bottom;text-align:center;">20</td> </tr> <tr style="height:20px;"> <td style="border-left:1px solid #000000;overflow:hidden;padding:0px 3px 0px 3px;vertical-align:bottom;font-weight:bold;"></td> <td data-sheets-value='{"1":2,"2":"Double-walled"}' style="overflow:hidden;padding:0px 3px 0px 3px;vertical-align:bottom;font-weight:bold;">Double-walled</td> <td data-sheets-value='{"1":2,"2":"Opal (T/O)"}' style="border-right:1px solid #000000;overflow:hidden;padding:0px 3px 0px 3px;vertical-align:bottom;font-weight:bold;">Opal (T/O)</td> <td data-sheets-numberformat='{"1":2,"2":"0.00","3":1}' data-sheets-value='{"1":3,"3":2.9}' style="overflow:hidden;padding:0px 3px 0px 3px;vertical-align:bottom;text-align:center;">2.90</td> <td data-sheets-numberformat='{"1":2,"2":"0","3":1}' data-sheets-value='{"1":3,"3":41}' style="overflow:hidden;padding:0px 3px 0px 3px;vertical-align:bottom;text-align:center;">41</td> <td data-sheets-numberformat='{"1":2,"2":"0","3":1}' data-sheets-value='{"1":3,"3":45}' style="overflow:hidden;padding:0px 3px 0px 3px;vertical-align:bottom;text-align:center;">45</td> <td data-sheets-numberformat='{"1":2,"2":"0","3":1}' data-sheets-value='{"1":3,"3":20}' style="border-right:1px solid #000000;overflow:hidden;padding:0px 3px 0px 3px;vertical-align:bottom;text-align:center;">20</td> </tr> <tr style="height:20px;"> <td style="border-left:1px solid #000000;overflow:hidden;padding:0px 3px 0px 3px;vertical-align:bottom;font-weight:bold;"></td> <td data-sheets-value='{"1":2,"2":"Triple-walled"}' style="overflow:hidden; | skylux-160-ce-met-koepel-en-polyester-opstand-30-20-met-lm-motor-0800-x-1300-mm | 8586010394957 | 46872306352461
Smoke and heat exhaust (SHEV) | SHE system | Skylux | Skylux 160° CE with skylight and polyester curb 30/20 with LM-actuator 1000 x 1000 mm |  | 33409 | 5412970334095 | 3758.3 | Yes | 30-45 | 51.5 | 1000 x 1000 mm | 1000 | 1000 |  | polyester 30/20 (30 cm high & roof opening = 20 cm larger than daylight size) | Square | 5.17 W/m²K - 1.28 W/m²K | 87% - 32% | 90% - 32% | 20dB - 23dB | 160° CE (for industry) | skylight | without spoiler | E | Single actuator | Maximum four-walled skylight possible for this product | Ut-value LT-value g-value Rw-value EN 1873 : 2014 EN ISO 13468 EN 16153 EN 410 EN 410 EN ISO 140-3 Material Walls Shells (W/m²K) (%) (%) (dB) Acrylic Single-walled Clear (H) 5.17 90 87 - PMMA Single-walled Opal (O) 5.17 83 76 - Double-walled Clear (H/H) 2.90 81 75 20 Double-walled Opal (O/O) 2.90 69 58 20 Triple-walled Clear (H/H/H) 1.70 73 65 22 Triple-walled Opal (O/H/O) 1.70 62 51 22 Four-walled Clear (H/H/H/H) 1.28 64 54 23 Four-walled Opal (H/H/O/H) 1.28 59 48 23 Polycarbonate Single-walled Clear (A) 5.17 88 83 - PC Single-walled Opal (D) 5.17 58 60 - Double-walled Clear (A/H) 2.90 79 72 20 Double-walled Clear (A/A) 2.90 77 69 20 Double-walled Opal (A/O) 2.90 73 63 20 Double-walled Opal (A/D) 2.90 51 50 20 Triple-walled Clear (A/H/H) 1.70 71 63 22 Triple-walled Opal (A/O/O) 1.70 61 48 22 Four-walled Clear (A/H/H/H) 1.28 64 52 23 Four-walled Opal (A/H/O/H) 1.28 59 46 23 Polycarbonate Single-walled Heatstop Opal (T) 5.17 49 59 - Heatstop PC Double-walled Clear (T/H) 2.90 44 51 20 Double-walled Opal (T/O) 2.90 41 45 20 Triple-walled Clear (T/H/H) 1.70 40 <td data-sheets-numberformat='{"1":2,"2":"0","3":1}' data-sheets-value='{"1":3,"3":44}' style="overflow:hidden;paddin | https://skylux.eu/en/products/skylux-160-ce-met-koepel-en-polyester-opstand-30-20-met-lm-motor-1000-x-1000-mm | https://skylux.eu/cdn/shop/files/Skylux-160deg-CE-met-koepel-en-polyester-opstand-3020-met-LM-motor-1000-x-1000-mm-RWA-systeem.jpg?v=1702977901&width=1600 | https://skylux.eu/cdn/shop/files/e5a82811-1bb0-48e4-a776-cacb59c7c092_80c4823a-e506-40b1-927e-9ddaeb4c0dd2.jpg?v=1688550503&width=1600 | //skylux.eu/cdn/shop/files/E_MH_Mounting_instructions_Skylux_160_CE_LM.pdf?v=12406716259046007223 | //skylux.eu/cdn/shop/files/E_TD_Technical_File_Skylux_Skylux_160_CE_Electric.pdf?v=3667116872303399239 | <style type="text/css" id="isPasted"> <!--td { border: 1px solid #cccccc; } br { mso-data-placement: same-cell; } --> </style> <table border="1" cellpadding="0" cellspacing="0" dir="ltr" style="table-layout:fixed;font-size:10pt;font-family:Arial;border-collapse:collapse;border:none;"><tbody> <tr style="height:20px;"> <td style="overflow:hidden;padding:0px 3px 0px 3px;vertical-align:bottom;"></td> <td style="overflow:hidden;padding:0px 3px 0px 3px;vertical-align:bottom;"></td> <td style="overflow:hidden;padding:0px 3px 0px 3px;vertical-align:bottom;"></td> <td data-sheets-value='{"1":2,"2":"Ut-value"}' style="overflow:hidden;padding:0px 3px 0px 3px;vertical-align:bottom;font-weight:bold;text-align:center;">Ut-value</td> <td data-sheets-value='{"1":2,"2":"LT-value"}' style="overflow:hidden;padding:0px 3px 0px 3px;vertical-align:bottom;font-weight:bold;text-align:center;">LT-value</td> <td data-sheets-value='{"1":2,"2":"g-value"}' style="overflow:hidden;padding:0px 3px 0px 3px;vertical-align:bottom;font-weight:bold;text-align:center;">g-value</td> <td data-sheets-value='{"1":2,"2":"Rw-value "}' style="overflow:hidden;padding:0px 3px 0px 3px;vertical-align:bottom;font-weight:bold;text-align:center;">Rw-value </td> </tr> <tr style="height:20px;"> <td style="overflow:hidden;padding:0px 3px 0px 3px;vertical-align:bottom;"></td> <td style="overflow:hidden;padding:0px 3px 0px 3px;vertical-align:bottom;"></td> <td style="overflow:hidden;padding:0px 3px 0px 3px;vertical-align:bottom;"></td> <td data-sheets-numberformat='{"1":2,"2":"0.00","3":1}' data-sheets-value='{"1":2,"2":"EN 1873 : 2014"}' style="overflow:hidden;padding:0px 3px 0px 3px;vertical-align:bottom;text-align:center;">EN 1873 : 2014</td> <td data-sheets-numberformat='{"1":2,"2":"0","3":1}' data-sheets-value='{"1":2,"2":"EN ISO 13468 EN 16153 EN 410"}' style="overflow:hidden;padding:0px 3px 0px 3px;vertical-align:bottom;text-align:center;">EN ISO 13468 EN 16153 EN 410</td> <td data-sheets-numberformat='{"1":2,"2":"0","3":1}' data-sheets-value='{"1":2,"2":"EN 410"}' style="overflow:hidden;padding:0px 3px 0px 3px;vertical-align:bottom;text-align:center;">EN 410</td> <td data-sheets-value='{"1":2,"2":"EN ISO 140-3\t\t"}' style="overflow:hidden;padding:0px 3px 0px 3px;vertical-align:bottom;text-align:center;">EN ISO 140-3 </td> </tr> <tr style="height:20px;"> <td data-sheets-value='{"1":2,"2":"Material"}' style="border-bottom:1px solid #000000;overflow:hidden;padding:0px 3px 0px 3px;vertical-align:bottom;background-color:#000000;font-weight:bold;color:#ffffff;">Material</td> <td data-sheets-value='{"1":2,"2":"Walls"}' style="border-bottom:1px solid #000000;overflow:hidden;padding:0px 3px 0px 3px;vertical-align:bottom;background-color:#000000;font-weight:bold;color:#ffffff;">Walls</td> <td data-sheets-value='{"1":2,"2":"Shells"}' style="border-bottom:1px solid #000000;overflow:hidden;padding:0px 3px 0px 3px;vertical-align:bottom;background-color:#000000;font-weight:bold;color:#ffffff;">Shells</td> <td data-sheets-numberformat='{"1":2,"2":"0.00","3":1}' data-sheets-value='{"1":2,"2":"(W/m²K)\t"}' style="border-bottom:1px solid #000000;overflow:hidden;padding:0px 3px 0px 3px;vertical-align:bottom;background-color:#000000;font-weight:bold;color:#ffffff;text-align:center;">(W/m²K) </td> <td data-sheets-numberformat='{"1":2,"2":"0","3":1}' data-sheets-value='{"1":2,"2":"(%)"}' style="border-bottom:1px solid #000000;overflow:hidden;padding:0px 3px 0px 3px;vertical-align:bottom;background-color:#000000;font-weight:bold;color:#ffffff;text-align:center;">(%)</td> <td data-sheets-numberformat='{"1":2,"2":"0","3":1}' data-sheets-value='{"1":2,"2":"(%)"}' style="border-bottom:1px solid #000000;overflow:hidden;padding:0px 3px 0px 3px;vertical-align:bottom;background-color:#000000;font-weight:bold;color:#ffffff;text-align:center;">(%)</td> <td data-sheets-value='{"1":2,"2":"(dB)"}' style="border-bottom:1px solid #000000;overflow:hidden;padding:0px 3px 0px 3px;vertical-align:bottom;background-color:#000000;font-weight:bold;color:#ffffff;text-align:center;">(dB)</td> </tr> <tr style="height:20px;"> <td data-sheets-value='{"1":2,"2":"Acrylic"}' style="border-left:1px solid #000000;overflow:hidden;padding:0px 3px 0px 3px;vertical-align:bottom;font-weight:bold;">Acrylic</td> <td data-sheets-value='{"1":2,"2":"Single-walled"}' style="overflow:hidden;padding:0px 3px 0px 3px;vertical-align:bottom;font-weight:bold;">Single-walled</td> <td data-sheets-value='{"1":2,"2":"Clear (H)"}' style="border-right:1px solid #000000;overflow:hidden;padding:0px 3px 0px 3px;vertical-align:bottom;font-weight:bold;">Clear (H)</td> <td data-sheets-numberformat='{"1":2,"2":"0.00","3":1}' data-sheets-value='{"1":3,"3":5.17}' style="overflow:hidden;padding:0px 3px 0px 3px;vertical-align:bottom;text-align:center;">5.17</td> <td data-sheets-numberformat='{"1":2,"2":"0","3":1}' data-sheets-value='{"1":3,"3":90}' style="overflow:hidden;padding:0px 3px 0px 3px;vertical-align:bottom;text-align:center;">90</td> <td data-sheets-numberformat='{"1":2,"2":"0","3":1}' data-sheets-value='{"1":3,"3":87}' style="overflow:hidden;padding:0px 3px 0px 3px;vertical-align:bottom;text-align:center;">87</td> <td data-sheets-numberformat='{"1":2,"2":"0","3":1}' data-sheets-value='{"1":2,"2":"-"}' style="border-right:1px solid #000000;overflow:hidden;padding:0px 3px 0px 3px;vertical-align:bottom;text-align:center;">-</td> </tr> <tr style="height:20px;"> <td data-sheets-value='{"1":2,"2":"PMMA"}' style="border-left:1px solid #000000;overflow:hidden;padding:0px 3px 0px 3px;vertical-align:bottom;font-weight:bold;">PMMA</td> <td data-sheets-value='{"1":2,"2":"Single-walled"}' style="overflow:hidden;padding:0px 3px 0px 3px;vertical-align:bottom;font-weight:bold;">Single-walled</td> <td data-sheets-value='{"1":2,"2":"Opal (O)"}' style="border-right:1px solid #000000;overflow:hidden;padding:0px 3px 0px 3px;vertical-align:bottom;font-weight:bold;">Opal (O)</td> <td data-sheets-numberformat='{"1":2,"2":"0.00","3":1}' data-sheets-value='{"1":3,"3":5.17}' style="overflow:hidden;padding:0px 3px 0px 3px;vertical-align:bottom;text-align:center;">5.17</td> <td data-sheets-numberformat='{"1":2,"2":"0","3":1}' data-sheets-value='{"1":3,"3":83}' style="overflow:hidden;padding:0px 3px 0px 3px;vertical-align:bottom;text-align:center;">83</td> <td data-sheets-numberformat='{"1":2,"2":"0","3":1}' data-sheets-value='{"1":3,"3":76}' style="overflow:hidden;padding:0px 3px 0px 3px;vertical-align:bottom;text-align:center;">76</td> <td data-sheets-numberformat='{"1":2,"2":"0","3":1}' data-sheets-value='{"1":2,"2":"-"}' style="border-right:1px solid #000000;overflow:hidden;padding:0px 3px 0px 3px;vertical-align:bottom;text-align:center;">-</td> </tr> <tr style="height:20px;"> <td style="border-left:1px solid #000000;overflow:hidden;padding:0px 3px 0px 3px;vertical-align:bottom;font-weight:bold;"></td> <td data-sheets-value='{"1":2,"2":"Double-walled"}' style="overflow:hidden;padding:0px 3px 0px 3px;vertical-align:bottom;font-weight:bold;">Double-walled</td> <td data-sheets-value='{"1":2,"2":"Clear (H/H)"}' style="border-right:1px solid #000000;overflow:hidden;padding:0px 3px 0px 3px;vertical-align:bottom;font-weight:bold;">Clear (H/H)</td> <td data-sheets-numberformat='{"1":2,"2":"0.00","3":1}' data-sheets-value='{"1":3,"3":2.9}' style="overflow:hidden;padding:0px 3px 0px 3px;vertical-align:bottom;text-align:center;">2.90</td> <td data-sheets-numberformat='{"1":2,"2":"0","3":1}' data-sheets-value='{"1":3,"3":81}' style="overflow:hidden;padding:0px 3px 0px 3px;vertical-align:bottom;text-align:center;">81</td> <td data-sheets-numberformat='{"1":2,"2":"0","3":1}' data-sheets-value='{"1":3,"3":75}' style="overflow:hidden;padding:0px 3px 0px 3px;vertical-align:bottom;text-align:center;">75</td> <td data-sheets-numberformat='{"1":2,"2":"0","3":1}' data-sheets-value='{"1":3,"3":20}' style="border-right:1px solid #000000;overflow:hidden;padding:0px 3px 0px 3px;vertical-align:bottom;text-align:center;">20</td> </tr> <tr style="height:20px;"> <td style="border-left:1px solid #000000;overflow:hidden;padding:0px 3px 0px 3px;vertical-align:bottom;font-weight:bold;"></td> <td data-sheets-value='{"1":2,"2":"Double-walled"}' style="overflow:hidden;padding:0px 3px 0px 3px;vertical-align:bottom;font-weight:bold;">Double-walled</td> <td data-sheets-value='{"1":2,"2":"Opal (O/O)"}' style="border-right:1px solid #000000;overflow:hidden;padding:0px 3px 0px 3px;vertical-align:bottom;font-weight:bold;">Opal (O/O)</td> <td data-sheets-numberformat='{"1":2,"2":"0.00","3":1}' data-sheets-value='{"1":3,"3":2.9}' style="overflow:hidden;padding:0px 3px 0px 3px;vertical-align:bottom;text-align:center;">2.90</td> <td data-sheets-numberformat='{"1":2,"2":"0","3":1}' data-sheets-value='{"1":3,"3":69}' style="overflow:hidden;padding:0px 3px 0px 3px;vertical-align:bottom;text-align:center;">69</td> <td data-sheets-numberformat='{"1":2,"2":"0","3":1}' data-sheets-value='{"1":3,"3":58}' style="overflow:hidden;padding:0px 3px 0px 3px;vertical-align:bottom;text-align:center;">58</td> <td data-sheets-numberformat='{"1":2,"2":"0","3":1}' data-sheets-value='{"1":3,"3":20}' style="border-right:1px solid #000000;overflow:hidden;padding:0px 3px 0px 3px;vertical-align:bottom;text-align:center;">20</td> </tr> <tr style="height:20px;"> <td style="border-left:1px solid #000000;overflow:hidden;padding:0px 3px 0px 3px;vertical-align:bottom;font-weight:bold;"></td> <td data-sheets-value='{"1":2,"2":"Triple-walled"}' style="overflow:hidden;padding:0px 3px 0px 3px;vertical-align:bottom;font-weight:bold;">Triple-walled</td> <td data-sheets-value='{"1":2,"2":"Clear (H/H/H)"}' style="border-right:1px solid #000000;overflow:hidden;padding:0px 3px 0px 3px;vertical-align:bottom;font-weight:bold;">Clear (H/H/H)</td> <td data-sheets-numberformat='{"1":2,"2":"0.00","3":1}' data-sheets-value='{"1":3,"3":1.7}' style="overflow:hidden;padding:0px 3px 0px 3px;vertical-align:bottom;text-align:center;">1.70</td> <td data-sheets-numberformat='{"1":2,"2":"0","3":1}' data-sheets-value='{"1":3,"3":73}' style="overflow:hidden;padding:0px 3px 0px 3px;vertical-align:bottom;text-align:center;">73</td> <td data-sheets-numberformat='{"1":2,"2":"0","3":1}' data-sheets-value='{"1":3,"3":65}' style="overflow:hidden;padding:0px 3px 0px 3px;vertical-align:bottom;text-align:center;">65</td> <td data-sheets-numberformat='{"1":2,"2":"0","3":1}' data-sheets-value='{"1":3,"3":22}' style="border-right:1px solid #000000;overflow:hidden;padding:0px 3px 0px 3px;vertical-align:bottom;text-align:center;">22</td> </tr> <tr style="height:20px;"> <td style="border-left:1px solid #000000;overflow:hidden;padding:0px 3px 0px 3px;vertical-align:bottom;font-weight:bold;"></td> <td data-sheets-value='{"1":2,"2":"Triple-walled"}' style="overflow:hidden;padding:0px 3px 0px 3px;vertical-align:bottom;font-weight:bold;">Triple-walled</td> <td data-sheets-value='{"1":2,"2":"Opal (O/H/O)"}' style="border-right:1px solid #000000;overflow:hidden;padding:0px 3px 0px 3px;vertical-align:bottom;font-weight:bold;">Opal (O/H/O)</td> <td data-sheets-numberformat='{"1":2,"2":"0.00","3":1}' data-sheets-value='{"1":3,"3":1.7}' style="overflow:hidden;padding:0px 3px 0px 3px;vertical-align:bottom;text-align:center;">1.70</td> <td data-sheets-numberformat='{"1":2,"2":"0","3":1}' data-sheets-value='{"1":3,"3":62}' style="overflow:hidden;padding:0px 3px 0px 3px;vertical-align:bottom;text-align:center;">62</td> <td data-sheets-numberformat='{"1":2,"2":"0","3":1}' data-sheets-value='{"1":3,"3":51}' style="overflow:hidden;padding:0px 3px 0px 3px;vertical-align:bottom;text-align:center;">51</td> <td data-sheets-numberformat='{"1":2,"2":"0","3":1}' data-sheets-value='{"1":3,"3":22}' style="border-right:1px solid #000000;overflow:hidden;padding:0px 3px 0px 3px;vertical-align:bottom;text-align:center;">22</td> </tr> <tr style="height:20px;"> <td style="border-left:1px solid #000000;overflow:hidden;padding:0px 3px 0px 3px;vertical-align:bottom;font-weight:bold;"></td> <td data-sheets-value='{"1":2,"2":"Four-walled"}' style="overflow:hidden;padding:0px 3px 0px 3px;vertical-align:bottom;font-weight:bold;">Four-walled</td> <td data-sheets-value='{"1":2,"2":"Clear (H/H/H/H)"}' style="border-right:1px solid #000000;overflow:hidden;padding:0px 3px 0px 3px;vertical-align:bottom;font-weight:bold;">Clear (H/H/H/H)</td> <td data-sheets-numberformat='{"1":2,"2":"0.00","3":1}' data-sheets-value='{"1":3,"3":1.28}' style="overflow:hidden;padding:0px 3px 0px 3px;vertical-align:bottom;text-align:center;">1.28</td> <td data-sheets-numberformat='{"1":2,"2":"0","3":1}' data-sheets-value='{"1":3,"3":64}' style="overflow:hidden;padding:0px 3px 0px 3px;vertical-align:bottom;text-align:center;">64</td> <td data-sheets-numberformat='{"1":2,"2":"0","3":1}' data-sheets-value='{"1":3,"3":54}' style="overflow:hidden;padding:0px 3px 0px 3px;vertical-align:bottom;text-align:center;">54</td> <td data-sheets-numberformat='{"1":2,"2":"0","3":1}' data-sheets-value='{"1":3,"3":23}' style="border-right:1px solid #000000;overflow:hidden;padding:0px 3px 0px 3px;vertical-align:bottom;text-align:center;">23</td> </tr> <tr style="height:20px;"> <td style="border-bottom:1px solid #000000;border-left:1px solid #000000;overflow:hidden;padding:0px 3px 0px 3px;vertical-align:bottom;"></td> <td data-sheets-value='{"1":2,"2":"Four-walled"}' style="border-bottom:1px solid #000000;overflow:hidden;padding:0px 3px 0px 3px;vertical-align:bottom;font-weight:bold;">Four-walled</td> <td data-sheets-value='{"1":2,"2":"Opal (H/H/O/H)"}' style="border-right:1px solid #000000;border-bottom:1px solid #000000;overflow:hidden;padding:0px 3px 0px 3px;vertical-align:bottom;font-weight:bold;">Opal (H/H/O/H)</td> <td data-sheets-numberformat='{"1":2,"2":"0.00","3":1}' data-sheets-value='{"1":3,"3":1.28}' style="border-bottom:1px solid #000000;overflow:hidden;padding:0px 3px 0px 3px;vertical-align:bottom;text-align:center;">1.28</td> <td data-sheets-numberformat='{"1":2,"2":"0","3":1}' data-sheets-value='{"1":3,"3":59}' style="border-bottom:1px solid #000000;overflow:hidden;padding:0px 3px 0px 3px;vertical-align:bottom;text-align:center;">59</td> <td data-sheets-numberformat='{"1":2,"2":"0","3":1}' data-sheets-value='{"1":3,"3":48}' style="border-bottom:1px solid #000000;overflow:hidden;padding:0px 3px 0px 3px;vertical-align:bottom;text-align:center;">48</td> <td data-sheets-numberformat='{"1":2,"2":"0","3":1}' data-sheets-value='{"1":3,"3":23}' style="border-right:1px solid #000000;border-bottom:1px solid #000000;overflow:hidden;padding:0px 3px 0px 3px;vertical-align:bottom;text-align:center;">23</td> </tr> <tr style="height:20px;"> <td data-sheets-value='{"1":2,"2":"Polycarbonate "}' style="border-left:1px solid #000000;overflow:hidden;padding:0px 3px 0px 3px;vertical-align:bottom;font-weight:bold;">Polycarbonate </td> <td data-sheets-value='{"1":2,"2":"Single-walled"}' style="overflow:hidden;padding:0px 3px 0px 3px;vertical-align:bottom;font-weight:bold;">Single-walled</td> <td data-sheets-value='{"1":2,"2":"Clear (A)"}' style="border-right:1px solid #000000;overflow:hidden;padding:0px 3px 0px 3px;vertical-align:bottom;font-weight:bold;">Clear (A)</td> <td data-sheets-numberformat='{"1":2,"2":"0.00","3":1}' data-sheets-value='{"1":3,"3":5.17}' style="overflow:hidden;padding:0px 3px 0px 3px;vertical-align:bottom;text-align:center;">5.17</td> <td data-sheets-numberformat='{"1":2,"2":"0","3":1}' data-sheets-value='{"1":3,"3":88}' style="overflow:hidden;padding:0px 3px 0px 3px;vertical-align:bottom;text-align:center;">88</td> <td data-sheets-numberformat='{"1":2,"2":"0","3":1}' data-sheets-value='{"1":3,"3":83}' style="overflow:hidden;padding:0px 3px 0px 3px;vertical-align:bottom;text-align:center;">83</td> <td data-sheets-numberformat='{"1":2,"2":"0","3":1}' data-sheets-value='{"1":2,"2":"-"}' style="border-right:1px solid #000000;overflow:hidden;padding:0px 3px 0px 3px;vertical-align:bottom;text-align:center;">-</td> </tr> <tr style="height:20px;"> <td data-sheets-value='{"1":2,"2":"PC"}' style="border-left:1px solid #000000;overflow:hidden;padding:0px 3px 0px 3px;vertical-align:bottom;font-weight:bold;">PC</td> <td data-sheets-value='{"1":2,"2":"Single-walled"}' style="overflow:hidden;padding:0px 3px 0px 3px;vertical-align:bottom;font-weight:bold;">Single-walled</td> <td data-sheets-value='{"1":2,"2":"Opal (D)"}' style="border-right:1px solid #000000;overflow:hidden;padding:0px 3px 0px 3px;vertical-align:bottom;font-weight:bold;">Opal (D)</td> <td data-sheets-numberformat='{"1":2,"2":"0.00","3":1}' data-sheets-value='{"1":3,"3":5.17}' style="overflow:hidden;padding:0px 3px 0px 3px;vertical-align:bottom;text-align:center;">5.17</td> <td data-sheets-numberformat='{"1":2,"2":"0","3":1}' data-sheets-value='{"1":3,"3":58}' style="overflow:hidden;padding:0px 3px 0px 3px;vertical-align:bottom;text-align:center;">58</td> <td data-sheets-numberformat='{"1":2,"2":"0","3":1}' data-sheets-value='{"1":3,"3":60}' style="overflow:hidden;padding:0px 3px 0px 3px;vertical-align:bottom;text-align:center;">60</td> <td data-sheets-numberformat='{"1":2,"2":"0","3":1}' data-sheets-value='{"1":2,"2":"-"}' style="border-right:1px solid #000000;overflow:hidden;padding:0px 3px 0px 3px;vertical-align:bottom;text-align:center;">-</td> </tr> <tr style="height:20px;"> <td style="border-left:1px solid #000000;overflow:hidden;padding:0px 3px 0px 3px;vertical-align:bottom;font-weight:bold;"></td> <td data-sheets-value='{"1":2,"2":"Double-walled"}' style="overflow:hidden;padding:0px 3px 0px 3px;vertical-align:bottom;font-weight:bold;">Double-walled</td> <td data-sheets-value='{"1":2,"2":"Clear (A/H)"}' style="border-right:1px solid #000000;overflow:hidden;padding:0px 3px 0px 3px;vertical-align:bottom;font-weight:bold;">Clear (A/H)</td> <td data-sheets-numberformat='{"1":2,"2":"0.00","3":1}' data-sheets-value='{"1":3,"3":2.9}' style="overflow:hidden;padding:0px 3px 0px 3px;vertical-align:bottom;text-align:center;">2.90</td> <td data-sheets-numberformat='{"1":2,"2":"0","3":1}' data-sheets-value='{"1":3,"3":79}' style="overflow:hidden;padding:0px 3px 0px 3px;vertical-align:bottom;text-align:center;">79</td> <td data-sheets-numberformat='{"1":2,"2":"0","3":1}' data-sheets-value='{"1":3,"3":72}' style="overflow:hidden;padding:0px 3px 0px 3px;vertical-align:bottom;text-align:center;">72</td> <td data-sheets-numberformat='{"1":2,"2":"0","3":1}' data-sheets-value='{"1":3,"3":20}' style="border-right:1px solid #000000;overflow:hidden;padding:0px 3px 0px 3px;vertical-align:bottom;text-align:center;">20</td> </tr> <tr style="height:20px;"> <td style="border-left:1px solid #000000;overflow:hidden;padding:0px 3px 0px 3px;vertical-align:bottom;font-weight:bold;"></td> <td data-sheets-value='{"1":2,"2":"Double-walled"}' style="overflow:hidden;padding:0px 3px 0px 3px;vertical-align:bottom;font-weight:bold;">Double-walled</td> <td data-sheets-value='{"1":2,"2":"Clear (A/A)"}' style="border-right:1px solid #000000;overflow:hidden;padding:0px 3px 0px 3px;vertical-align:bottom;font-weight:bold;">Clear (A/A)</td> <td data-sheets-numberformat='{"1":2,"2":"0.00","3":1}' data-sheets-value='{"1":3,"3":2.9}' style="overflow:hidden;padding:0px 3px 0px 3px;vertical-align:bottom;text-align:center;">2.90</td> <td data-sheets-numberformat='{"1":2,"2":"0","3":1}' data-sheets-value='{"1":3,"3":77}' style="overflow:hidden;padding:0px 3px 0px 3px;vertical-align:bottom;text-align:center;">77</td> <td data-sheets-numberformat='{"1":2,"2":"0","3":1}' data-sheets-value='{"1":3,"3":69}' style="overflow:hidden;padding:0px 3px 0px 3px;vertical-align:bottom;text-align:center;">69</td> <td data-sheets-numberformat='{"1":2,"2":"0","3":1}' data-sheets-value='{"1":3,"3":20}' style="border-right:1px solid #000000;overflow:hidden;padding:0px 3px 0px 3px;vertical-align:bottom;text-align:center;">20</td> </tr> <tr style="height:20px;"> <td style="border-left:1px solid #000000;overflow:hidden;padding:0px 3px 0px 3px;vertical-align:bottom;font-weight:bold;"></td> <td data-sheets-value='{"1":2,"2":"Double-walled"}' style="overflow:hidden;padding:0px 3px 0px 3px;vertical-align:bottom;font-weight:bold;">Double-walled</td> <td data-sheets-value='{"1":2,"2":"Opal (A/O)"}' style="border-right:1px solid #000000;overflow:hidden;padding:0px 3px 0px 3px;vertical-align:bottom;font-weight:bold;">Opal (A/O)</td> <td data-sheets-numberformat='{"1":2,"2":"0.00","3":1}' data-sheets-value='{"1":3,"3":2.9}' style="overflow:hidden;padding:0px 3px 0px 3px;vertical-align:bottom;text-align:center;">2.90</td> <td data-sheets-numberformat='{"1":2,"2":"0","3":1}' data-sheets-value='{"1":3,"3":73}' style="overflow:hidden;padding:0px 3px 0px 3px;vertical-align:bottom;text-align:center;">73</td> <td data-sheets-numberformat='{"1":2,"2":"0","3":1}' data-sheets-value='{"1":3,"3":63}' style="overflow:hidden;padding:0px 3px 0px 3px;vertical-align:bottom;text-align:center;">63</td> <td data-sheets-numberformat='{"1":2,"2":"0","3":1}' data-sheets-value='{"1":3,"3":20}' style="border-right:1px solid #000000;overflow:hidden;padding:0px 3px 0px 3px;vertical-align:bottom;text-align:center;">20</td> </tr> <tr style="height:20px;"> <td style="border-left:1px solid #000000;overflow:hidden;padding:0px 3px 0px 3px;vertical-align:bottom;font-weight:bold;"></td> <td data-sheets-value='{"1":2,"2":"Double-walled"}' style="overflow:hidden;padding:0px 3px 0px 3px;vertical-align:bottom;font-weight:bold;">Double-walled</td> <td data-sheets-value='{"1":2,"2":"Opal (A/D)"}' style="border-right:1px solid #000000;overflow:hidden;padding:0px 3px 0px 3px;vertical-align:bottom;font-weight:bold;">Opal (A/D)</td> <td data-sheets-numberformat='{"1":2,"2":"0.00","3":1}' data-sheets-value='{"1":3,"3":2.9}' style="overflow:hidden;padding:0px 3px 0px 3px;vertical-align:bottom;text-align:center;">2.90</td> <td data-sheets-numberformat='{"1":2,"2":"0","3":1}' data-sheets-value='{"1":3,"3":51}' style="overflow:hidden;padding:0px 3px 0px 3px;vertical-align:bottom;text-align:center;">51</td> <td data-sheets-numberformat='{"1":2,"2":"0","3":1}' data-sheets-value='{"1":3,"3":50}' style="overflow:hidden;padding:0px 3px 0px 3px;vertical-align:bottom;text-align:center;">50</td> <td data-sheets-numberformat='{"1":2,"2":"0","3":1}' data-sheets-value='{"1":3,"3":20}' style="border-right:1px solid #000000;overflow:hidden;padding:0px 3px 0px 3px;vertical-align:bottom;text-align:center;">20</td> </tr> <tr style="height:20px;"> <td style="border-left:1px solid #000000;overflow:hidden;padding:0px 3px 0px 3px;vertical-align:bottom;font-weight:bold;"></td> <td data-sheets-value='{"1":2,"2":"Triple-walled"}' style="overflow:hidden;padding:0px 3px 0px 3px;vertical-align:bottom;font-weight:bold;">Triple-walled</td> <td data-sheets-value='{"1":2,"2":"Clear (A/H/H)"}' style="border-right:1px solid #000000;overflow:hidden;padding:0px 3px 0px 3px;vertical-align:bottom;font-weight:bold;">Clear (A/H/H)</td> <td data-sheets-numberformat='{"1":2,"2":"0.00","3":1}' data-sheets-value='{"1":3,"3":1.7}' style="overflow:hidden;padding:0px 3px 0px 3px;vertical-align:bottom;text-align:center;">1.70</td> <td data-sheets-numberformat='{"1":2,"2":"0","3":1}' data-sheets-value='{"1":3,"3":71}' style="overflow:hidden;padding:0px 3px 0px 3px;vertical-align:bottom;text-align:center;">71</td> <td data-sheets-numberformat='{"1":2,"2":"0","3":1}' data-sheets-value='{"1":3,"3":63}' style="overflow:hidden;padding:0px 3px 0px 3px;vertical-align:bottom;text-align:center;">63</td> <td data-sheets-numberformat='{"1":2,"2":"0","3":1}' data-sheets-value='{"1":3,"3":22}' style="border-right:1px solid #000000;overflow:hidden;padding:0px 3px 0px 3px;vertical-align:bottom;text-align:center;">22</td> </tr> <tr style="height:20px;"> <td style="border-left:1px solid #000000;overflow:hidden;padding:0px 3px 0px 3px;vertical-align:bottom;font-weight:bold;"></td> <td data-sheets-value='{"1":2,"2":"Triple-walled"}' style="overflow:hidden;padding:0px 3px 0px 3px;vertical-align:bottom;font-weight:bold;">Triple-walled</td> <td data-sheets-value='{"1":2,"2":"Opal (A/O/O)"}' style="border-right:1px solid #000000;overflow:hidden;padding:0px 3px 0px 3px;vertical-align:bottom;font-weight:bold;">Opal (A/O/O)</td> <td data-sheets-numberformat='{"1":2,"2":"0.00","3":1}' data-sheets-value='{"1":3,"3":1.7}' style="overflow:hidden;padding:0px 3px 0px 3px;vertical-align:bottom;text-align:center;">1.70</td> <td data-sheets-numberformat='{"1":2,"2":"0","3":1}' data-sheets-value='{"1":3,"3":61}' style="overflow:hidden;padding:0px 3px 0px 3px;vertical-align:bottom;text-align:center;">61</td> <td data-sheets-numberformat='{"1":2,"2":"0","3":1}' data-sheets-value='{"1":3,"3":48}' style="overflow:hidden;padding:0px 3px 0px 3px;vertical-align:bottom;text-align:center;">48</td> <td data-sheets-numberformat='{"1":2,"2":"0","3":1}' data-sheets-value='{"1":3,"3":22}' style="border-right:1px solid #000000;overflow:hidden;padding:0px 3px 0px 3px;vertical-align:bottom;text-align:center;">22</td> </tr> <tr style="height:20px;"> <td style="border-left:1px solid #000000;overflow:hidden;padding:0px 3px 0px 3px;vertical-align:bottom;font-weight:bold;"></td> <td data-sheets-value='{"1":2,"2":"Four-walled"}' style="overflow:hidden;padding:0px 3px 0px 3px;vertical-align:bottom;font-weight:bold;">Four-walled</td> <td data-sheets-value='{"1":2,"2":"Clear (A/H/H/H)"}' style="border-right:1px solid #000000;overflow:hidden;padding:0px 3px 0px 3px;vertical-align:bottom;font-weight:bold;">Clear (A/H/H/H)</td> <td data-sheets-numberformat='{"1":2,"2":"0.00","3":1}' data-sheets-value='{"1":3,"3":1.28}' style="overflow:hidden;padding:0px 3px 0px 3px;vertical-align:bottom;text-align:center;">1.28</td> <td data-sheets-numberformat='{"1":2,"2":"0","3":1}' data-sheets-value='{"1":3,"3":64}' style="overflow:hidden;padding:0px 3px 0px 3px;vertical-align:bottom;text-align:center;">64</td> <td data-sheets-numberformat='{"1":2,"2":"0","3":1}' data-sheets-value='{"1":3,"3":52}' style="overflow:hidden;padding:0px 3px 0px 3px;vertical-align:bottom;text-align:center;">52</td> <td data-sheets-numberformat='{"1":2,"2":"0","3":1}' data-sheets-value='{"1":3,"3":23}' style="border-right:1px solid #000000;overflow:hidden;padding:0px 3px 0px 3px;vertical-align:bottom;text-align:center;">23</td> </tr> <tr style="height:20px;"> <td style="border-bottom:1px solid #000000;border-left:1px solid #000000;overflow:hidden;padding:0px 3px 0px 3px;vertical-align:bottom;"></td> <td data-sheets-value='{"1":2,"2":"Four-walled"}' style="border-bottom:1px solid #000000;overflow:hidden;padding:0px 3px 0px 3px;vertical-align:bottom;font-weight:bold;">Four-walled</td> <td data-sheets-value='{"1":2,"2":"Opal (A/H/O/H)"}' style="border-right:1px solid #000000;border-bottom:1px solid #000000;overflow:hidden;padding:0px 3px 0px 3px;vertical-align:bottom;font-weight:bold;">Opal (A/H/O/H)</td> <td data-sheets-numberformat='{"1":2,"2":"0.00","3":1}' data-sheets-value='{"1":3,"3":1.28}' style="border-bottom:1px solid #000000;overflow:hidden;padding:0px 3px 0px 3px;vertical-align:bottom;text-align:center;">1.28</td> <td data-sheets-numberformat='{"1":2,"2":"0","3":1}' data-sheets-value='{"1":3,"3":59}' style="border-bottom:1px solid #000000;overflow:hidden;padding:0px 3px 0px 3px;vertical-align:bottom;text-align:center;">59</td> <td data-sheets-numberformat='{"1":2,"2":"0","3":1}' data-sheets-value='{"1":3,"3":46}' style="border-bottom:1px solid #000000;overflow:hidden;padding:0px 3px 0px 3px;vertical-align:bottom;text-align:center;">46</td> <td data-sheets-numberformat='{"1":2,"2":"0","3":1}' data-sheets-value='{"1":3,"3":23}' style="border-right:1px solid #000000;border-bottom:1px solid #000000;overflow:hidden;padding:0px 3px 0px 3px;vertical-align:bottom;text-align:center;">23</td> </tr> <tr style="height:20px;"> <td data-sheets-value='{"1":2,"2":"Polycarbonate"}' style="border-left:1px solid #000000;overflow:hidden;padding:0px 3px 0px 3px;vertical-align:bottom;font-weight:bold;">Polycarbonate</td> <td data-sheets-value='{"1":2,"2":"Single-walled"}' style="overflow:hidden;padding:0px 3px 0px 3px;vertical-align:bottom;font-weight:bold;">Single-walled</td> <td data-sheets-value='{"1":2,"2":"Heatstop Opal (T)"}' style="border-right:1px solid #000000;overflow:hidden;padding:0px 3px 0px 3px;vertical-align:bottom;font-weight:bold;">Heatstop Opal (T)</td> <td data-sheets-numberformat='{"1":2,"2":"0.00","3":1}' data-sheets-value='{"1":3,"3":5.17}' style="overflow:hidden;padding:0px 3px 0px 3px;vertical-align:bottom;text-align:center;">5.17</td> <td data-sheets-numberformat='{"1":2,"2":"0","3":1}' data-sheets-value='{"1":3,"3":49}' style="overflow:hidden;padding:0px 3px 0px 3px;vertical-align:bottom;text-align:center;">49</td> <td data-sheets-numberformat='{"1":2,"2":"0","3":1}' data-sheets-value='{"1":3,"3":59}' style="overflow:hidden;padding:0px 3px 0px 3px;vertical-align:bottom;text-align:center;">59</td> <td data-sheets-numberformat='{"1":2,"2":"0","3":1}' data-sheets-value='{"1":2,"2":"-"}' style="border-right:1px solid #000000;overflow:hidden;padding:0px 3px 0px 3px;vertical-align:bottom;text-align:center;">-</td> </tr> <tr style="height:20px;"> <td data-sheets-value='{"1":2,"2":"Heatstop PC"}' style="border-left:1px solid #000000;overflow:hidden;padding:0px 3px 0px 3px;vertical-align:bottom;font-weight:bold;">Heatstop PC</td> <td data-sheets-value='{"1":2,"2":"Double-walled"}' style="overflow:hidden;padding:0px 3px 0px 3px;vertical-align:bottom;font-weight:bold;">Double-walled</td> <td data-sheets-value='{"1":2,"2":"Clear (T/H)"}' style="border-right:1px solid #000000;overflow:hidden;padding:0px 3px 0px 3px;vertical-align:bottom;font-weight:bold;">Clear (T/H)</td> <td data-sheets-numberformat='{"1":2,"2":"0.00","3":1}' data-sheets-value='{"1":3,"3":2.9}' style="overflow:hidden;padding:0px 3px 0px 3px;vertical-align:bottom;text-align:center;">2.90</td> <td data-sheets-numberformat='{"1":2,"2":"0","3":1}' data-sheets-value='{"1":3,"3":44}' style="overflow:hidden;padding:0px 3px 0px 3px;vertical-align:bottom;text-align:center;">44</td> <td data-sheets-numberformat='{"1":2,"2":"0","3":1}' data-sheets-value='{"1":3,"3":51}' style="overflow:hidden;padding:0px 3px 0px 3px;vertical-align:bottom;text-align:center;">51</td> <td data-sheets-numberformat='{"1":2,"2":"0","3":1}' data-sheets-value='{"1":3,"3":20}' style="border-right:1px solid #000000;overflow:hidden;padding:0px 3px 0px 3px;vertical-align:bottom;text-align:center;">20</td> </tr> <tr style="height:20px;"> <td style="border-left:1px solid #000000;overflow:hidden;padding:0px 3px 0px 3px;vertical-align:bottom;font-weight:bold;"></td> <td data-sheets-value='{"1":2,"2":"Double-walled"}' style="overflow:hidden;padding:0px 3px 0px 3px;vertical-align:bottom;font-weight:bold;">Double-walled</td> <td data-sheets-value='{"1":2,"2":"Opal (T/O)"}' style="border-right:1px solid #000000;overflow:hidden;padding:0px 3px 0px 3px;vertical-align:bottom;font-weight:bold;">Opal (T/O)</td> <td data-sheets-numberformat='{"1":2,"2":"0.00","3":1}' data-sheets-value='{"1":3,"3":2.9}' style="overflow:hidden;padding:0px 3px 0px 3px;vertical-align:bottom;text-align:center;">2.90</td> <td data-sheets-numberformat='{"1":2,"2":"0","3":1}' data-sheets-value='{"1":3,"3":41}' style="overflow:hidden;padding:0px 3px 0px 3px;vertical-align:bottom;text-align:center;">41</td> <td data-sheets-numberformat='{"1":2,"2":"0","3":1}' data-sheets-value='{"1":3,"3":45}' style="overflow:hidden;padding:0px 3px 0px 3px;vertical-align:bottom;text-align:center;">45</td> <td data-sheets-numberformat='{"1":2,"2":"0","3":1}' data-sheets-value='{"1":3,"3":20}' style="border-right:1px solid #000000;overflow:hidden;padding:0px 3px 0px 3px;vertical-align:bottom;text-align:center;">20</td> </tr> <tr style="height:20px;"> <td style="border-left:1px solid #000000;overflow:hidden;padding:0px 3px 0px 3px;vertical-align:bottom;font-weight:bold;"></td> <td data-sheets-value='{"1":2,"2":"Triple-walled"}' style="overflow:hidden; | skylux-160-ce-met-koepel-en-polyester-opstand-30-20-met-lm-motor-1000-x-1000-mm | 8586010427725 | 46872306417997
Smoke and heat exhaust (SHEV) | SHE system | Skylux | Skylux 160° CE with skylight and polyester curb 30/20 with LM-actuator 1000 x 1300 mm |  | 33589 | 5412970335894 | 4013.6 | Yes | 30-45 | 56.45 | 1000 x 1300 mm | 1300 | 1000 |  | polyester 30/20 (30 cm high & roof opening = 20 cm larger than daylight size) | Rectangular | 5.17 W/m²K - 1.28 W/m²K | 87% - 32% | 90% - 32% | 20dB - 23dB | 160° CE (for industry) | skylight | without spoiler | E | Single actuator | Maximum four-walled skylight possible for this product | Ut-value LT-value g-value Rw-value EN 1873 : 2014 EN ISO 13468 EN 16153 EN 410 EN 410 EN ISO 140-3 Material Walls Shells (W/m²K) (%) (%) (dB) Acrylic Single-walled Clear (H) 5.17 90 87 - PMMA Single-walled Opal (O) 5.17 83 76 - Double-walled Clear (H/H) 2.90 81 75 20 Double-walled Opal (O/O) 2.90 69 58 20 Triple-walled Clear (H/H/H) 1.70 73 65 22 Triple-walled Opal (O/H/O) 1.70 62 51 22 Four-walled Clear (H/H/H/H) 1.28 64 54 23 Four-walled Opal (H/H/O/H) 1.28 59 48 23 Polycarbonate Single-walled Clear (A) 5.17 88 83 - PC Single-walled Opal (D) 5.17 58 60 - Double-walled Clear (A/H) 2.90 79 72 20 Double-walled Clear (A/A) 2.90 77 69 20 Double-walled Opal (A/O) 2.90 73 63 20 Double-walled Opal (A/D) 2.90 51 50 20 Triple-walled Clear (A/H/H) 1.70 71 63 22 Triple-walled Opal (A/O/O) 1.70 61 48 22 Four-walled Clear (A/H/H/H) 1.28 64 52 23 Four-walled Opal (A/H/O/H) 1.28 59 46 23 Polycarbonate Single-walled Heatstop Opal (T) 5.17 49 59 - Heatstop PC Double-walled Clear (T/H) 2.90 44 51 20 Double-walled Opal (T/O) 2.90 41 45 20 Triple-walled Clear (T/H/H) 1.70 40 <td data-sheets-numberformat='{"1":2,"2":"0","3":1}' data-sheets-value='{"1":3,"3":44}' style="overflow:hidden;paddin | https://skylux.eu/en/products/skylux-160-ce-met-koepel-en-polyester-opstand-30-20-met-lm-motor-1000-x-1300-mm | https://skylux.eu/cdn/shop/files/Skylux-160deg-CE-met-koepel-en-polyester-opstand-3020-met-LM-motor-1000-x-1300-mm-RWA-systeem.jpg?v=1702977907&width=1600 | https://skylux.eu/cdn/shop/files/e5a82811-1bb0-48e4-a776-cacb59c7c092_04751b6c-2b89-4d71-b96d-2f0cc6b0ae00.jpg?v=1688550504&width=1600 | //skylux.eu/cdn/shop/files/E_MH_Mounting_instructions_Skylux_160_CE_LM.pdf?v=12406716259046007223 | //skylux.eu/cdn/shop/files/E_TD_Technical_File_Skylux_Skylux_160_CE_Electric.pdf?v=3667116872303399239 | <style type="text/css" id="isPasted"> <!--td { border: 1px solid #cccccc; } br { mso-data-placement: same-cell; } --> </style> <table border="1" cellpadding="0" cellspacing="0" dir="ltr" style="table-layout:fixed;font-size:10pt;font-family:Arial;border-collapse:collapse;border:none;"><tbody> <tr style="height:20px;"> <td style="overflow:hidden;padding:0px 3px 0px 3px;vertical-align:bottom;"></td> <td style="overflow:hidden;padding:0px 3px 0px 3px;vertical-align:bottom;"></td> <td style="overflow:hidden;padding:0px 3px 0px 3px;vertical-align:bottom;"></td> <td data-sheets-value='{"1":2,"2":"Ut-value"}' style="overflow:hidden;padding:0px 3px 0px 3px;vertical-align:bottom;font-weight:bold;text-align:center;">Ut-value</td> <td data-sheets-value='{"1":2,"2":"LT-value"}' style="overflow:hidden;padding:0px 3px 0px 3px;vertical-align:bottom;font-weight:bold;text-align:center;">LT-value</td> <td data-sheets-value='{"1":2,"2":"g-value"}' style="overflow:hidden;padding:0px 3px 0px 3px;vertical-align:bottom;font-weight:bold;text-align:center;">g-value</td> <td data-sheets-value='{"1":2,"2":"Rw-value "}' style="overflow:hidden;padding:0px 3px 0px 3px;vertical-align:bottom;font-weight:bold;text-align:center;">Rw-value </td> </tr> <tr style="height:20px;"> <td style="overflow:hidden;padding:0px 3px 0px 3px;vertical-align:bottom;"></td> <td style="overflow:hidden;padding:0px 3px 0px 3px;vertical-align:bottom;"></td> <td style="overflow:hidden;padding:0px 3px 0px 3px;vertical-align:bottom;"></td> <td data-sheets-numberformat='{"1":2,"2":"0.00","3":1}' data-sheets-value='{"1":2,"2":"EN 1873 : 2014"}' style="overflow:hidden;padding:0px 3px 0px 3px;vertical-align:bottom;text-align:center;">EN 1873 : 2014</td> <td data-sheets-numberformat='{"1":2,"2":"0","3":1}' data-sheets-value='{"1":2,"2":"EN ISO 13468 EN 16153 EN 410"}' style="overflow:hidden;padding:0px 3px 0px 3px;vertical-align:bottom;text-align:center;">EN ISO 13468 EN 16153 EN 410</td> <td data-sheets-numberformat='{"1":2,"2":"0","3":1}' data-sheets-value='{"1":2,"2":"EN 410"}' style="overflow:hidden;padding:0px 3px 0px 3px;vertical-align:bottom;text-align:center;">EN 410</td> <td data-sheets-value='{"1":2,"2":"EN ISO 140-3\t\t"}' style="overflow:hidden;padding:0px 3px 0px 3px;vertical-align:bottom;text-align:center;">EN ISO 140-3 </td> </tr> <tr style="height:20px;"> <td data-sheets-value='{"1":2,"2":"Material"}' style="border-bottom:1px solid #000000;overflow:hidden;padding:0px 3px 0px 3px;vertical-align:bottom;background-color:#000000;font-weight:bold;color:#ffffff;">Material</td> <td data-sheets-value='{"1":2,"2":"Walls"}' style="border-bottom:1px solid #000000;overflow:hidden;padding:0px 3px 0px 3px;vertical-align:bottom;background-color:#000000;font-weight:bold;color:#ffffff;">Walls</td> <td data-sheets-value='{"1":2,"2":"Shells"}' style="border-bottom:1px solid #000000;overflow:hidden;padding:0px 3px 0px 3px;vertical-align:bottom;background-color:#000000;font-weight:bold;color:#ffffff;">Shells</td> <td data-sheets-numberformat='{"1":2,"2":"0.00","3":1}' data-sheets-value='{"1":2,"2":"(W/m²K)\t"}' style="border-bottom:1px solid #000000;overflow:hidden;padding:0px 3px 0px 3px;vertical-align:bottom;background-color:#000000;font-weight:bold;color:#ffffff;text-align:center;">(W/m²K) </td> <td data-sheets-numberformat='{"1":2,"2":"0","3":1}' data-sheets-value='{"1":2,"2":"(%)"}' style="border-bottom:1px solid #000000;overflow:hidden;padding:0px 3px 0px 3px;vertical-align:bottom;background-color:#000000;font-weight:bold;color:#ffffff;text-align:center;">(%)</td> <td data-sheets-numberformat='{"1":2,"2":"0","3":1}' data-sheets-value='{"1":2,"2":"(%)"}' style="border-bottom:1px solid #000000;overflow:hidden;padding:0px 3px 0px 3px;vertical-align:bottom;background-color:#000000;font-weight:bold;color:#ffffff;text-align:center;">(%)</td> <td data-sheets-value='{"1":2,"2":"(dB)"}' style="border-bottom:1px solid #000000;overflow:hidden;padding:0px 3px 0px 3px;vertical-align:bottom;background-color:#000000;font-weight:bold;color:#ffffff;text-align:center;">(dB)</td> </tr> <tr style="height:20px;"> <td data-sheets-value='{"1":2,"2":"Acrylic"}' style="border-left:1px solid #000000;overflow:hidden;padding:0px 3px 0px 3px;vertical-align:bottom;font-weight:bold;">Acrylic</td> <td data-sheets-value='{"1":2,"2":"Single-walled"}' style="overflow:hidden;padding:0px 3px 0px 3px;vertical-align:bottom;font-weight:bold;">Single-walled</td> <td data-sheets-value='{"1":2,"2":"Clear (H)"}' style="border-right:1px solid #000000;overflow:hidden;padding:0px 3px 0px 3px;vertical-align:bottom;font-weight:bold;">Clear (H)</td> <td data-sheets-numberformat='{"1":2,"2":"0.00","3":1}' data-sheets-value='{"1":3,"3":5.17}' style="overflow:hidden;padding:0px 3px 0px 3px;vertical-align:bottom;text-align:center;">5.17</td> <td data-sheets-numberformat='{"1":2,"2":"0","3":1}' data-sheets-value='{"1":3,"3":90}' style="overflow:hidden;padding:0px 3px 0px 3px;vertical-align:bottom;text-align:center;">90</td> <td data-sheets-numberformat='{"1":2,"2":"0","3":1}' data-sheets-value='{"1":3,"3":87}' style="overflow:hidden;padding:0px 3px 0px 3px;vertical-align:bottom;text-align:center;">87</td> <td data-sheets-numberformat='{"1":2,"2":"0","3":1}' data-sheets-value='{"1":2,"2":"-"}' style="border-right:1px solid #000000;overflow:hidden;padding:0px 3px 0px 3px;vertical-align:bottom;text-align:center;">-</td> </tr> <tr style="height:20px;"> <td data-sheets-value='{"1":2,"2":"PMMA"}' style="border-left:1px solid #000000;overflow:hidden;padding:0px 3px 0px 3px;vertical-align:bottom;font-weight:bold;">PMMA</td> <td data-sheets-value='{"1":2,"2":"Single-walled"}' style="overflow:hidden;padding:0px 3px 0px 3px;vertical-align:bottom;font-weight:bold;">Single-walled</td> <td data-sheets-value='{"1":2,"2":"Opal (O)"}' style="border-right:1px solid #000000;overflow:hidden;padding:0px 3px 0px 3px;vertical-align:bottom;font-weight:bold;">Opal (O)</td> <td data-sheets-numberformat='{"1":2,"2":"0.00","3":1}' data-sheets-value='{"1":3,"3":5.17}' style="overflow:hidden;padding:0px 3px 0px 3px;vertical-align:bottom;text-align:center;">5.17</td> <td data-sheets-numberformat='{"1":2,"2":"0","3":1}' data-sheets-value='{"1":3,"3":83}' style="overflow:hidden;padding:0px 3px 0px 3px;vertical-align:bottom;text-align:center;">83</td> <td data-sheets-numberformat='{"1":2,"2":"0","3":1}' data-sheets-value='{"1":3,"3":76}' style="overflow:hidden;padding:0px 3px 0px 3px;vertical-align:bottom;text-align:center;">76</td> <td data-sheets-numberformat='{"1":2,"2":"0","3":1}' data-sheets-value='{"1":2,"2":"-"}' style="border-right:1px solid #000000;overflow:hidden;padding:0px 3px 0px 3px;vertical-align:bottom;text-align:center;">-</td> </tr> <tr style="height:20px;"> <td style="border-left:1px solid #000000;overflow:hidden;padding:0px 3px 0px 3px;vertical-align:bottom;font-weight:bold;"></td> <td data-sheets-value='{"1":2,"2":"Double-walled"}' style="overflow:hidden;padding:0px 3px 0px 3px;vertical-align:bottom;font-weight:bold;">Double-walled</td> <td data-sheets-value='{"1":2,"2":"Clear (H/H)"}' style="border-right:1px solid #000000;overflow:hidden;padding:0px 3px 0px 3px;vertical-align:bottom;font-weight:bold;">Clear (H/H)</td> <td data-sheets-numberformat='{"1":2,"2":"0.00","3":1}' data-sheets-value='{"1":3,"3":2.9}' style="overflow:hidden;padding:0px 3px 0px 3px;vertical-align:bottom;text-align:center;">2.90</td> <td data-sheets-numberformat='{"1":2,"2":"0","3":1}' data-sheets-value='{"1":3,"3":81}' style="overflow:hidden;padding:0px 3px 0px 3px;vertical-align:bottom;text-align:center;">81</td> <td data-sheets-numberformat='{"1":2,"2":"0","3":1}' data-sheets-value='{"1":3,"3":75}' style="overflow:hidden;padding:0px 3px 0px 3px;vertical-align:bottom;text-align:center;">75</td> <td data-sheets-numberformat='{"1":2,"2":"0","3":1}' data-sheets-value='{"1":3,"3":20}' style="border-right:1px solid #000000;overflow:hidden;padding:0px 3px 0px 3px;vertical-align:bottom;text-align:center;">20</td> </tr> <tr style="height:20px;"> <td style="border-left:1px solid #000000;overflow:hidden;padding:0px 3px 0px 3px;vertical-align:bottom;font-weight:bold;"></td> <td data-sheets-value='{"1":2,"2":"Double-walled"}' style="overflow:hidden;padding:0px 3px 0px 3px;vertical-align:bottom;font-weight:bold;">Double-walled</td> <td data-sheets-value='{"1":2,"2":"Opal (O/O)"}' style="border-right:1px solid #000000;overflow:hidden;padding:0px 3px 0px 3px;vertical-align:bottom;font-weight:bold;">Opal (O/O)</td> <td data-sheets-numberformat='{"1":2,"2":"0.00","3":1}' data-sheets-value='{"1":3,"3":2.9}' style="overflow:hidden;padding:0px 3px 0px 3px;vertical-align:bottom;text-align:center;">2.90</td> <td data-sheets-numberformat='{"1":2,"2":"0","3":1}' data-sheets-value='{"1":3,"3":69}' style="overflow:hidden;padding:0px 3px 0px 3px;vertical-align:bottom;text-align:center;">69</td> <td data-sheets-numberformat='{"1":2,"2":"0","3":1}' data-sheets-value='{"1":3,"3":58}' style="overflow:hidden;padding:0px 3px 0px 3px;vertical-align:bottom;text-align:center;">58</td> <td data-sheets-numberformat='{"1":2,"2":"0","3":1}' data-sheets-value='{"1":3,"3":20}' style="border-right:1px solid #000000;overflow:hidden;padding:0px 3px 0px 3px;vertical-align:bottom;text-align:center;">20</td> </tr> <tr style="height:20px;"> <td style="border-left:1px solid #000000;overflow:hidden;padding:0px 3px 0px 3px;vertical-align:bottom;font-weight:bold;"></td> <td data-sheets-value='{"1":2,"2":"Triple-walled"}' style="overflow:hidden;padding:0px 3px 0px 3px;vertical-align:bottom;font-weight:bold;">Triple-walled</td> <td data-sheets-value='{"1":2,"2":"Clear (H/H/H)"}' style="border-right:1px solid #000000;overflow:hidden;padding:0px 3px 0px 3px;vertical-align:bottom;font-weight:bold;">Clear (H/H/H)</td> <td data-sheets-numberformat='{"1":2,"2":"0.00","3":1}' data-sheets-value='{"1":3,"3":1.7}' style="overflow:hidden;padding:0px 3px 0px 3px;vertical-align:bottom;text-align:center;">1.70</td> <td data-sheets-numberformat='{"1":2,"2":"0","3":1}' data-sheets-value='{"1":3,"3":73}' style="overflow:hidden;padding:0px 3px 0px 3px;vertical-align:bottom;text-align:center;">73</td> <td data-sheets-numberformat='{"1":2,"2":"0","3":1}' data-sheets-value='{"1":3,"3":65}' style="overflow:hidden;padding:0px 3px 0px 3px;vertical-align:bottom;text-align:center;">65</td> <td data-sheets-numberformat='{"1":2,"2":"0","3":1}' data-sheets-value='{"1":3,"3":22}' style="border-right:1px solid #000000;overflow:hidden;padding:0px 3px 0px 3px;vertical-align:bottom;text-align:center;">22</td> </tr> <tr style="height:20px;"> <td style="border-left:1px solid #000000;overflow:hidden;padding:0px 3px 0px 3px;vertical-align:bottom;font-weight:bold;"></td> <td data-sheets-value='{"1":2,"2":"Triple-walled"}' style="overflow:hidden;padding:0px 3px 0px 3px;vertical-align:bottom;font-weight:bold;">Triple-walled</td> <td data-sheets-value='{"1":2,"2":"Opal (O/H/O)"}' style="border-right:1px solid #000000;overflow:hidden;padding:0px 3px 0px 3px;vertical-align:bottom;font-weight:bold;">Opal (O/H/O)</td> <td data-sheets-numberformat='{"1":2,"2":"0.00","3":1}' data-sheets-value='{"1":3,"3":1.7}' style="overflow:hidden;padding:0px 3px 0px 3px;vertical-align:bottom;text-align:center;">1.70</td> <td data-sheets-numberformat='{"1":2,"2":"0","3":1}' data-sheets-value='{"1":3,"3":62}' style="overflow:hidden;padding:0px 3px 0px 3px;vertical-align:bottom;text-align:center;">62</td> <td data-sheets-numberformat='{"1":2,"2":"0","3":1}' data-sheets-value='{"1":3,"3":51}' style="overflow:hidden;padding:0px 3px 0px 3px;vertical-align:bottom;text-align:center;">51</td> <td data-sheets-numberformat='{"1":2,"2":"0","3":1}' data-sheets-value='{"1":3,"3":22}' style="border-right:1px solid #000000;overflow:hidden;padding:0px 3px 0px 3px;vertical-align:bottom;text-align:center;">22</td> </tr> <tr style="height:20px;"> <td style="border-left:1px solid #000000;overflow:hidden;padding:0px 3px 0px 3px;vertical-align:bottom;font-weight:bold;"></td> <td data-sheets-value='{"1":2,"2":"Four-walled"}' style="overflow:hidden;padding:0px 3px 0px 3px;vertical-align:bottom;font-weight:bold;">Four-walled</td> <td data-sheets-value='{"1":2,"2":"Clear (H/H/H/H)"}' style="border-right:1px solid #000000;overflow:hidden;padding:0px 3px 0px 3px;vertical-align:bottom;font-weight:bold;">Clear (H/H/H/H)</td> <td data-sheets-numberformat='{"1":2,"2":"0.00","3":1}' data-sheets-value='{"1":3,"3":1.28}' style="overflow:hidden;padding:0px 3px 0px 3px;vertical-align:bottom;text-align:center;">1.28</td> <td data-sheets-numberformat='{"1":2,"2":"0","3":1}' data-sheets-value='{"1":3,"3":64}' style="overflow:hidden;padding:0px 3px 0px 3px;vertical-align:bottom;text-align:center;">64</td> <td data-sheets-numberformat='{"1":2,"2":"0","3":1}' data-sheets-value='{"1":3,"3":54}' style="overflow:hidden;padding:0px 3px 0px 3px;vertical-align:bottom;text-align:center;">54</td> <td data-sheets-numberformat='{"1":2,"2":"0","3":1}' data-sheets-value='{"1":3,"3":23}' style="border-right:1px solid #000000;overflow:hidden;padding:0px 3px 0px 3px;vertical-align:bottom;text-align:center;">23</td> </tr> <tr style="height:20px;"> <td style="border-bottom:1px solid #000000;border-left:1px solid #000000;overflow:hidden;padding:0px 3px 0px 3px;vertical-align:bottom;"></td> <td data-sheets-value='{"1":2,"2":"Four-walled"}' style="border-bottom:1px solid #000000;overflow:hidden;padding:0px 3px 0px 3px;vertical-align:bottom;font-weight:bold;">Four-walled</td> <td data-sheets-value='{"1":2,"2":"Opal (H/H/O/H)"}' style="border-right:1px solid #000000;border-bottom:1px solid #000000;overflow:hidden;padding:0px 3px 0px 3px;vertical-align:bottom;font-weight:bold;">Opal (H/H/O/H)</td> <td data-sheets-numberformat='{"1":2,"2":"0.00","3":1}' data-sheets-value='{"1":3,"3":1.28}' style="border-bottom:1px solid #000000;overflow:hidden;padding:0px 3px 0px 3px;vertical-align:bottom;text-align:center;">1.28</td> <td data-sheets-numberformat='{"1":2,"2":"0","3":1}' data-sheets-value='{"1":3,"3":59}' style="border-bottom:1px solid #000000;overflow:hidden;padding:0px 3px 0px 3px;vertical-align:bottom;text-align:center;">59</td> <td data-sheets-numberformat='{"1":2,"2":"0","3":1}' data-sheets-value='{"1":3,"3":48}' style="border-bottom:1px solid #000000;overflow:hidden;padding:0px 3px 0px 3px;vertical-align:bottom;text-align:center;">48</td> <td data-sheets-numberformat='{"1":2,"2":"0","3":1}' data-sheets-value='{"1":3,"3":23}' style="border-right:1px solid #000000;border-bottom:1px solid #000000;overflow:hidden;padding:0px 3px 0px 3px;vertical-align:bottom;text-align:center;">23</td> </tr> <tr style="height:20px;"> <td data-sheets-value='{"1":2,"2":"Polycarbonate "}' style="border-left:1px solid #000000;overflow:hidden;padding:0px 3px 0px 3px;vertical-align:bottom;font-weight:bold;">Polycarbonate </td> <td data-sheets-value='{"1":2,"2":"Single-walled"}' style="overflow:hidden;padding:0px 3px 0px 3px;vertical-align:bottom;font-weight:bold;">Single-walled</td> <td data-sheets-value='{"1":2,"2":"Clear (A)"}' style="border-right:1px solid #000000;overflow:hidden;padding:0px 3px 0px 3px;vertical-align:bottom;font-weight:bold;">Clear (A)</td> <td data-sheets-numberformat='{"1":2,"2":"0.00","3":1}' data-sheets-value='{"1":3,"3":5.17}' style="overflow:hidden;padding:0px 3px 0px 3px;vertical-align:bottom;text-align:center;">5.17</td> <td data-sheets-numberformat='{"1":2,"2":"0","3":1}' data-sheets-value='{"1":3,"3":88}' style="overflow:hidden;padding:0px 3px 0px 3px;vertical-align:bottom;text-align:center;">88</td> <td data-sheets-numberformat='{"1":2,"2":"0","3":1}' data-sheets-value='{"1":3,"3":83}' style="overflow:hidden;padding:0px 3px 0px 3px;vertical-align:bottom;text-align:center;">83</td> <td data-sheets-numberformat='{"1":2,"2":"0","3":1}' data-sheets-value='{"1":2,"2":"-"}' style="border-right:1px solid #000000;overflow:hidden;padding:0px 3px 0px 3px;vertical-align:bottom;text-align:center;">-</td> </tr> <tr style="height:20px;"> <td data-sheets-value='{"1":2,"2":"PC"}' style="border-left:1px solid #000000;overflow:hidden;padding:0px 3px 0px 3px;vertical-align:bottom;font-weight:bold;">PC</td> <td data-sheets-value='{"1":2,"2":"Single-walled"}' style="overflow:hidden;padding:0px 3px 0px 3px;vertical-align:bottom;font-weight:bold;">Single-walled</td> <td data-sheets-value='{"1":2,"2":"Opal (D)"}' style="border-right:1px solid #000000;overflow:hidden;padding:0px 3px 0px 3px;vertical-align:bottom;font-weight:bold;">Opal (D)</td> <td data-sheets-numberformat='{"1":2,"2":"0.00","3":1}' data-sheets-value='{"1":3,"3":5.17}' style="overflow:hidden;padding:0px 3px 0px 3px;vertical-align:bottom;text-align:center;">5.17</td> <td data-sheets-numberformat='{"1":2,"2":"0","3":1}' data-sheets-value='{"1":3,"3":58}' style="overflow:hidden;padding:0px 3px 0px 3px;vertical-align:bottom;text-align:center;">58</td> <td data-sheets-numberformat='{"1":2,"2":"0","3":1}' data-sheets-value='{"1":3,"3":60}' style="overflow:hidden;padding:0px 3px 0px 3px;vertical-align:bottom;text-align:center;">60</td> <td data-sheets-numberformat='{"1":2,"2":"0","3":1}' data-sheets-value='{"1":2,"2":"-"}' style="border-right:1px solid #000000;overflow:hidden;padding:0px 3px 0px 3px;vertical-align:bottom;text-align:center;">-</td> </tr> <tr style="height:20px;"> <td style="border-left:1px solid #000000;overflow:hidden;padding:0px 3px 0px 3px;vertical-align:bottom;font-weight:bold;"></td> <td data-sheets-value='{"1":2,"2":"Double-walled"}' style="overflow:hidden;padding:0px 3px 0px 3px;vertical-align:bottom;font-weight:bold;">Double-walled</td> <td data-sheets-value='{"1":2,"2":"Clear (A/H)"}' style="border-right:1px solid #000000;overflow:hidden;padding:0px 3px 0px 3px;vertical-align:bottom;font-weight:bold;">Clear (A/H)</td> <td data-sheets-numberformat='{"1":2,"2":"0.00","3":1}' data-sheets-value='{"1":3,"3":2.9}' style="overflow:hidden;padding:0px 3px 0px 3px;vertical-align:bottom;text-align:center;">2.90</td> <td data-sheets-numberformat='{"1":2,"2":"0","3":1}' data-sheets-value='{"1":3,"3":79}' style="overflow:hidden;padding:0px 3px 0px 3px;vertical-align:bottom;text-align:center;">79</td> <td data-sheets-numberformat='{"1":2,"2":"0","3":1}' data-sheets-value='{"1":3,"3":72}' style="overflow:hidden;padding:0px 3px 0px 3px;vertical-align:bottom;text-align:center;">72</td> <td data-sheets-numberformat='{"1":2,"2":"0","3":1}' data-sheets-value='{"1":3,"3":20}' style="border-right:1px solid #000000;overflow:hidden;padding:0px 3px 0px 3px;vertical-align:bottom;text-align:center;">20</td> </tr> <tr style="height:20px;"> <td style="border-left:1px solid #000000;overflow:hidden;padding:0px 3px 0px 3px;vertical-align:bottom;font-weight:bold;"></td> <td data-sheets-value='{"1":2,"2":"Double-walled"}' style="overflow:hidden;padding:0px 3px 0px 3px;vertical-align:bottom;font-weight:bold;">Double-walled</td> <td data-sheets-value='{"1":2,"2":"Clear (A/A)"}' style="border-right:1px solid #000000;overflow:hidden;padding:0px 3px 0px 3px;vertical-align:bottom;font-weight:bold;">Clear (A/A)</td> <td data-sheets-numberformat='{"1":2,"2":"0.00","3":1}' data-sheets-value='{"1":3,"3":2.9}' style="overflow:hidden;padding:0px 3px 0px 3px;vertical-align:bottom;text-align:center;">2.90</td> <td data-sheets-numberformat='{"1":2,"2":"0","3":1}' data-sheets-value='{"1":3,"3":77}' style="overflow:hidden;padding:0px 3px 0px 3px;vertical-align:bottom;text-align:center;">77</td> <td data-sheets-numberformat='{"1":2,"2":"0","3":1}' data-sheets-value='{"1":3,"3":69}' style="overflow:hidden;padding:0px 3px 0px 3px;vertical-align:bottom;text-align:center;">69</td> <td data-sheets-numberformat='{"1":2,"2":"0","3":1}' data-sheets-value='{"1":3,"3":20}' style="border-right:1px solid #000000;overflow:hidden;padding:0px 3px 0px 3px;vertical-align:bottom;text-align:center;">20</td> </tr> <tr style="height:20px;"> <td style="border-left:1px solid #000000;overflow:hidden;padding:0px 3px 0px 3px;vertical-align:bottom;font-weight:bold;"></td> <td data-sheets-value='{"1":2,"2":"Double-walled"}' style="overflow:hidden;padding:0px 3px 0px 3px;vertical-align:bottom;font-weight:bold;">Double-walled</td> <td data-sheets-value='{"1":2,"2":"Opal (A/O)"}' style="border-right:1px solid #000000;overflow:hidden;padding:0px 3px 0px 3px;vertical-align:bottom;font-weight:bold;">Opal (A/O)</td> <td data-sheets-numberformat='{"1":2,"2":"0.00","3":1}' data-sheets-value='{"1":3,"3":2.9}' style="overflow:hidden;padding:0px 3px 0px 3px;vertical-align:bottom;text-align:center;">2.90</td> <td data-sheets-numberformat='{"1":2,"2":"0","3":1}' data-sheets-value='{"1":3,"3":73}' style="overflow:hidden;padding:0px 3px 0px 3px;vertical-align:bottom;text-align:center;">73</td> <td data-sheets-numberformat='{"1":2,"2":"0","3":1}' data-sheets-value='{"1":3,"3":63}' style="overflow:hidden;padding:0px 3px 0px 3px;vertical-align:bottom;text-align:center;">63</td> <td data-sheets-numberformat='{"1":2,"2":"0","3":1}' data-sheets-value='{"1":3,"3":20}' style="border-right:1px solid #000000;overflow:hidden;padding:0px 3px 0px 3px;vertical-align:bottom;text-align:center;">20</td> </tr> <tr style="height:20px;"> <td style="border-left:1px solid #000000;overflow:hidden;padding:0px 3px 0px 3px;vertical-align:bottom;font-weight:bold;"></td> <td data-sheets-value='{"1":2,"2":"Double-walled"}' style="overflow:hidden;padding:0px 3px 0px 3px;vertical-align:bottom;font-weight:bold;">Double-walled</td> <td data-sheets-value='{"1":2,"2":"Opal (A/D)"}' style="border-right:1px solid #000000;overflow:hidden;padding:0px 3px 0px 3px;vertical-align:bottom;font-weight:bold;">Opal (A/D)</td> <td data-sheets-numberformat='{"1":2,"2":"0.00","3":1}' data-sheets-value='{"1":3,"3":2.9}' style="overflow:hidden;padding:0px 3px 0px 3px;vertical-align:bottom;text-align:center;">2.90</td> <td data-sheets-numberformat='{"1":2,"2":"0","3":1}' data-sheets-value='{"1":3,"3":51}' style="overflow:hidden;padding:0px 3px 0px 3px;vertical-align:bottom;text-align:center;">51</td> <td data-sheets-numberformat='{"1":2,"2":"0","3":1}' data-sheets-value='{"1":3,"3":50}' style="overflow:hidden;padding:0px 3px 0px 3px;vertical-align:bottom;text-align:center;">50</td> <td data-sheets-numberformat='{"1":2,"2":"0","3":1}' data-sheets-value='{"1":3,"3":20}' style="border-right:1px solid #000000;overflow:hidden;padding:0px 3px 0px 3px;vertical-align:bottom;text-align:center;">20</td> </tr> <tr style="height:20px;"> <td style="border-left:1px solid #000000;overflow:hidden;padding:0px 3px 0px 3px;vertical-align:bottom;font-weight:bold;"></td> <td data-sheets-value='{"1":2,"2":"Triple-walled"}' style="overflow:hidden;padding:0px 3px 0px 3px;vertical-align:bottom;font-weight:bold;">Triple-walled</td> <td data-sheets-value='{"1":2,"2":"Clear (A/H/H)"}' style="border-right:1px solid #000000;overflow:hidden;padding:0px 3px 0px 3px;vertical-align:bottom;font-weight:bold;">Clear (A/H/H)</td> <td data-sheets-numberformat='{"1":2,"2":"0.00","3":1}' data-sheets-value='{"1":3,"3":1.7}' style="overflow:hidden;padding:0px 3px 0px 3px;vertical-align:bottom;text-align:center;">1.70</td> <td data-sheets-numberformat='{"1":2,"2":"0","3":1}' data-sheets-value='{"1":3,"3":71}' style="overflow:hidden;padding:0px 3px 0px 3px;vertical-align:bottom;text-align:center;">71</td> <td data-sheets-numberformat='{"1":2,"2":"0","3":1}' data-sheets-value='{"1":3,"3":63}' style="overflow:hidden;padding:0px 3px 0px 3px;vertical-align:bottom;text-align:center;">63</td> <td data-sheets-numberformat='{"1":2,"2":"0","3":1}' data-sheets-value='{"1":3,"3":22}' style="border-right:1px solid #000000;overflow:hidden;padding:0px 3px 0px 3px;vertical-align:bottom;text-align:center;">22</td> </tr> <tr style="height:20px;"> <td style="border-left:1px solid #000000;overflow:hidden;padding:0px 3px 0px 3px;vertical-align:bottom;font-weight:bold;"></td> <td data-sheets-value='{"1":2,"2":"Triple-walled"}' style="overflow:hidden;padding:0px 3px 0px 3px;vertical-align:bottom;font-weight:bold;">Triple-walled</td> <td data-sheets-value='{"1":2,"2":"Opal (A/O/O)"}' style="border-right:1px solid #000000;overflow:hidden;padding:0px 3px 0px 3px;vertical-align:bottom;font-weight:bold;">Opal (A/O/O)</td> <td data-sheets-numberformat='{"1":2,"2":"0.00","3":1}' data-sheets-value='{"1":3,"3":1.7}' style="overflow:hidden;padding:0px 3px 0px 3px;vertical-align:bottom;text-align:center;">1.70</td> <td data-sheets-numberformat='{"1":2,"2":"0","3":1}' data-sheets-value='{"1":3,"3":61}' style="overflow:hidden;padding:0px 3px 0px 3px;vertical-align:bottom;text-align:center;">61</td> <td data-sheets-numberformat='{"1":2,"2":"0","3":1}' data-sheets-value='{"1":3,"3":48}' style="overflow:hidden;padding:0px 3px 0px 3px;vertical-align:bottom;text-align:center;">48</td> <td data-sheets-numberformat='{"1":2,"2":"0","3":1}' data-sheets-value='{"1":3,"3":22}' style="border-right:1px solid #000000;overflow:hidden;padding:0px 3px 0px 3px;vertical-align:bottom;text-align:center;">22</td> </tr> <tr style="height:20px;"> <td style="border-left:1px solid #000000;overflow:hidden;padding:0px 3px 0px 3px;vertical-align:bottom;font-weight:bold;"></td> <td data-sheets-value='{"1":2,"2":"Four-walled"}' style="overflow:hidden;padding:0px 3px 0px 3px;vertical-align:bottom;font-weight:bold;">Four-walled</td> <td data-sheets-value='{"1":2,"2":"Clear (A/H/H/H)"}' style="border-right:1px solid #000000;overflow:hidden;padding:0px 3px 0px 3px;vertical-align:bottom;font-weight:bold;">Clear (A/H/H/H)</td> <td data-sheets-numberformat='{"1":2,"2":"0.00","3":1}' data-sheets-value='{"1":3,"3":1.28}' style="overflow:hidden;padding:0px 3px 0px 3px;vertical-align:bottom;text-align:center;">1.28</td> <td data-sheets-numberformat='{"1":2,"2":"0","3":1}' data-sheets-value='{"1":3,"3":64}' style="overflow:hidden;padding:0px 3px 0px 3px;vertical-align:bottom;text-align:center;">64</td> <td data-sheets-numberformat='{"1":2,"2":"0","3":1}' data-sheets-value='{"1":3,"3":52}' style="overflow:hidden;padding:0px 3px 0px 3px;vertical-align:bottom;text-align:center;">52</td> <td data-sheets-numberformat='{"1":2,"2":"0","3":1}' data-sheets-value='{"1":3,"3":23}' style="border-right:1px solid #000000;overflow:hidden;padding:0px 3px 0px 3px;vertical-align:bottom;text-align:center;">23</td> </tr> <tr style="height:20px;"> <td style="border-bottom:1px solid #000000;border-left:1px solid #000000;overflow:hidden;padding:0px 3px 0px 3px;vertical-align:bottom;"></td> <td data-sheets-value='{"1":2,"2":"Four-walled"}' style="border-bottom:1px solid #000000;overflow:hidden;padding:0px 3px 0px 3px;vertical-align:bottom;font-weight:bold;">Four-walled</td> <td data-sheets-value='{"1":2,"2":"Opal (A/H/O/H)"}' style="border-right:1px solid #000000;border-bottom:1px solid #000000;overflow:hidden;padding:0px 3px 0px 3px;vertical-align:bottom;font-weight:bold;">Opal (A/H/O/H)</td> <td data-sheets-numberformat='{"1":2,"2":"0.00","3":1}' data-sheets-value='{"1":3,"3":1.28}' style="border-bottom:1px solid #000000;overflow:hidden;padding:0px 3px 0px 3px;vertical-align:bottom;text-align:center;">1.28</td> <td data-sheets-numberformat='{"1":2,"2":"0","3":1}' data-sheets-value='{"1":3,"3":59}' style="border-bottom:1px solid #000000;overflow:hidden;padding:0px 3px 0px 3px;vertical-align:bottom;text-align:center;">59</td> <td data-sheets-numberformat='{"1":2,"2":"0","3":1}' data-sheets-value='{"1":3,"3":46}' style="border-bottom:1px solid #000000;overflow:hidden;padding:0px 3px 0px 3px;vertical-align:bottom;text-align:center;">46</td> <td data-sheets-numberformat='{"1":2,"2":"0","3":1}' data-sheets-value='{"1":3,"3":23}' style="border-right:1px solid #000000;border-bottom:1px solid #000000;overflow:hidden;padding:0px 3px 0px 3px;vertical-align:bottom;text-align:center;">23</td> </tr> <tr style="height:20px;"> <td data-sheets-value='{"1":2,"2":"Polycarbonate"}' style="border-left:1px solid #000000;overflow:hidden;padding:0px 3px 0px 3px;vertical-align:bottom;font-weight:bold;">Polycarbonate</td> <td data-sheets-value='{"1":2,"2":"Single-walled"}' style="overflow:hidden;padding:0px 3px 0px 3px;vertical-align:bottom;font-weight:bold;">Single-walled</td> <td data-sheets-value='{"1":2,"2":"Heatstop Opal (T)"}' style="border-right:1px solid #000000;overflow:hidden;padding:0px 3px 0px 3px;vertical-align:bottom;font-weight:bold;">Heatstop Opal (T)</td> <td data-sheets-numberformat='{"1":2,"2":"0.00","3":1}' data-sheets-value='{"1":3,"3":5.17}' style="overflow:hidden;padding:0px 3px 0px 3px;vertical-align:bottom;text-align:center;">5.17</td> <td data-sheets-numberformat='{"1":2,"2":"0","3":1}' data-sheets-value='{"1":3,"3":49}' style="overflow:hidden;padding:0px 3px 0px 3px;vertical-align:bottom;text-align:center;">49</td> <td data-sheets-numberformat='{"1":2,"2":"0","3":1}' data-sheets-value='{"1":3,"3":59}' style="overflow:hidden;padding:0px 3px 0px 3px;vertical-align:bottom;text-align:center;">59</td> <td data-sheets-numberformat='{"1":2,"2":"0","3":1}' data-sheets-value='{"1":2,"2":"-"}' style="border-right:1px solid #000000;overflow:hidden;padding:0px 3px 0px 3px;vertical-align:bottom;text-align:center;">-</td> </tr> <tr style="height:20px;"> <td data-sheets-value='{"1":2,"2":"Heatstop PC"}' style="border-left:1px solid #000000;overflow:hidden;padding:0px 3px 0px 3px;vertical-align:bottom;font-weight:bold;">Heatstop PC</td> <td data-sheets-value='{"1":2,"2":"Double-walled"}' style="overflow:hidden;padding:0px 3px 0px 3px;vertical-align:bottom;font-weight:bold;">Double-walled</td> <td data-sheets-value='{"1":2,"2":"Clear (T/H)"}' style="border-right:1px solid #000000;overflow:hidden;padding:0px 3px 0px 3px;vertical-align:bottom;font-weight:bold;">Clear (T/H)</td> <td data-sheets-numberformat='{"1":2,"2":"0.00","3":1}' data-sheets-value='{"1":3,"3":2.9}' style="overflow:hidden;padding:0px 3px 0px 3px;vertical-align:bottom;text-align:center;">2.90</td> <td data-sheets-numberformat='{"1":2,"2":"0","3":1}' data-sheets-value='{"1":3,"3":44}' style="overflow:hidden;padding:0px 3px 0px 3px;vertical-align:bottom;text-align:center;">44</td> <td data-sheets-numberformat='{"1":2,"2":"0","3":1}' data-sheets-value='{"1":3,"3":51}' style="overflow:hidden;padding:0px 3px 0px 3px;vertical-align:bottom;text-align:center;">51</td> <td data-sheets-numberformat='{"1":2,"2":"0","3":1}' data-sheets-value='{"1":3,"3":20}' style="border-right:1px solid #000000;overflow:hidden;padding:0px 3px 0px 3px;vertical-align:bottom;text-align:center;">20</td> </tr> <tr style="height:20px;"> <td style="border-left:1px solid #000000;overflow:hidden;padding:0px 3px 0px 3px;vertical-align:bottom;font-weight:bold;"></td> <td data-sheets-value='{"1":2,"2":"Double-walled"}' style="overflow:hidden;padding:0px 3px 0px 3px;vertical-align:bottom;font-weight:bold;">Double-walled</td> <td data-sheets-value='{"1":2,"2":"Opal (T/O)"}' style="border-right:1px solid #000000;overflow:hidden;padding:0px 3px 0px 3px;vertical-align:bottom;font-weight:bold;">Opal (T/O)</td> <td data-sheets-numberformat='{"1":2,"2":"0.00","3":1}' data-sheets-value='{"1":3,"3":2.9}' style="overflow:hidden;padding:0px 3px 0px 3px;vertical-align:bottom;text-align:center;">2.90</td> <td data-sheets-numberformat='{"1":2,"2":"0","3":1}' data-sheets-value='{"1":3,"3":41}' style="overflow:hidden;padding:0px 3px 0px 3px;vertical-align:bottom;text-align:center;">41</td> <td data-sheets-numberformat='{"1":2,"2":"0","3":1}' data-sheets-value='{"1":3,"3":45}' style="overflow:hidden;padding:0px 3px 0px 3px;vertical-align:bottom;text-align:center;">45</td> <td data-sheets-numberformat='{"1":2,"2":"0","3":1}' data-sheets-value='{"1":3,"3":20}' style="border-right:1px solid #000000;overflow:hidden;padding:0px 3px 0px 3px;vertical-align:bottom;text-align:center;">20</td> </tr> <tr style="height:20px;"> <td style="border-left:1px solid #000000;overflow:hidden;padding:0px 3px 0px 3px;vertical-align:bottom;font-weight:bold;"></td> <td data-sheets-value='{"1":2,"2":"Triple-walled"}' style="overflow:hidden; | skylux-160-ce-met-koepel-en-polyester-opstand-30-20-met-lm-motor-1000-x-1300-mm | 8586010493261 | 46872306549069
Smoke and heat exhaust (SHEV) | SHE system | Skylux | Skylux 160° CE with skylight and polyester curb 30/20 with LM-actuator 1000 x 1600 mm |  | 34032 | 5412970340324 | 4555.65 | Yes | 30-45 | 59.35 | 1000 x 1600 mm | 1600 | 1000 |  | polyester 30/20 (30 cm high & roof opening = 20 cm larger than daylight size) | Rectangular | 5.17 W/m²K - 1.28 W/m²K | 87% - 32% | 90% - 32% | 20dB - 23dB | 160° CE (for industry) | skylight | without spoiler | E | Single actuator | Maximum four-walled skylight possible for this product | Ut-value LT-value g-value Rw-value EN 1873 : 2014 EN ISO 13468 EN 16153 EN 410 EN 410 EN ISO 140-3 Material Walls Shells (W/m²K) (%) (%) (dB) Acrylic Single-walled Clear (H) 5.17 90 87 - PMMA Single-walled Opal (O) 5.17 83 76 - Double-walled Clear (H/H) 2.90 81 75 20 Double-walled Opal (O/O) 2.90 69 58 20 Triple-walled Clear (H/H/H) 1.70 73 65 22 Triple-walled Opal (O/H/O) 1.70 62 51 22 Four-walled Clear (H/H/H/H) 1.28 64 54 23 Four-walled Opal (H/H/O/H) 1.28 59 48 23 Polycarbonate Single-walled Clear (A) 5.17 88 83 - PC Single-walled Opal (D) 5.17 58 60 - Double-walled Clear (A/H) 2.90 79 72 20 Double-walled Clear (A/A) 2.90 77 69 20 Double-walled Opal (A/O) 2.90 73 63 20 Double-walled Opal (A/D) 2.90 51 50 20 Triple-walled Clear (A/H/H) 1.70 71 63 22 Triple-walled Opal (A/O/O) 1.70 61 48 22 Four-walled Clear (A/H/H/H) 1.28 64 52 23 Four-walled Opal (A/H/O/H) 1.28 59 46 23 Polycarbonate Single-walled Heatstop Opal (T) 5.17 49 59 - Heatstop PC Double-walled Clear (T/H) 2.90 44 51 20 Double-walled Opal (T/O) 2.90 41 45 20 Triple-walled Clear (T/H/H) 1.70 40 <td data-sheets-numberformat='{"1":2,"2":"0","3":1}' data-sheets-value='{"1":3,"3":44}' style="overflow:hidden;paddin | https://skylux.eu/en/products/skylux-160-ce-met-koepel-en-polyester-opstand-30-20-met-lm-motor-1000-x-1600-mm | https://skylux.eu/cdn/shop/files/Skylux-160deg-CE-met-koepel-en-polyester-opstand-3020-met-LM-motor-1000-x-1600-mm-RWA-systeem.jpg?v=1702977913&width=1600 | https://skylux.eu/cdn/shop/files/e5a82811-1bb0-48e4-a776-cacb59c7c092_4e655d09-6b03-4855-b895-fc9f58261efd.jpg?v=1688550505&width=1600 | //skylux.eu/cdn/shop/files/E_MH_Mounting_instructions_Skylux_160_CE_LM.pdf?v=12406716259046007223 | //skylux.eu/cdn/shop/files/E_TD_Technical_File_Skylux_Skylux_160_CE_Electric.pdf?v=3667116872303399239 | <style type="text/css" id="isPasted"> <!--td { border: 1px solid #cccccc; } br { mso-data-placement: same-cell; } --> </style> <table border="1" cellpadding="0" cellspacing="0" dir="ltr" style="table-layout:fixed;font-size:10pt;font-family:Arial;border-collapse:collapse;border:none;"><tbody> <tr style="height:20px;"> <td style="overflow:hidden;padding:0px 3px 0px 3px;vertical-align:bottom;"></td> <td style="overflow:hidden;padding:0px 3px 0px 3px;vertical-align:bottom;"></td> <td style="overflow:hidden;padding:0px 3px 0px 3px;vertical-align:bottom;"></td> <td data-sheets-value='{"1":2,"2":"Ut-value"}' style="overflow:hidden;padding:0px 3px 0px 3px;vertical-align:bottom;font-weight:bold;text-align:center;">Ut-value</td> <td data-sheets-value='{"1":2,"2":"LT-value"}' style="overflow:hidden;padding:0px 3px 0px 3px;vertical-align:bottom;font-weight:bold;text-align:center;">LT-value</td> <td data-sheets-value='{"1":2,"2":"g-value"}' style="overflow:hidden;padding:0px 3px 0px 3px;vertical-align:bottom;font-weight:bold;text-align:center;">g-value</td> <td data-sheets-value='{"1":2,"2":"Rw-value "}' style="overflow:hidden;padding:0px 3px 0px 3px;vertical-align:bottom;font-weight:bold;text-align:center;">Rw-value </td> </tr> <tr style="height:20px;"> <td style="overflow:hidden;padding:0px 3px 0px 3px;vertical-align:bottom;"></td> <td style="overflow:hidden;padding:0px 3px 0px 3px;vertical-align:bottom;"></td> <td style="overflow:hidden;padding:0px 3px 0px 3px;vertical-align:bottom;"></td> <td data-sheets-numberformat='{"1":2,"2":"0.00","3":1}' data-sheets-value='{"1":2,"2":"EN 1873 : 2014"}' style="overflow:hidden;padding:0px 3px 0px 3px;vertical-align:bottom;text-align:center;">EN 1873 : 2014</td> <td data-sheets-numberformat='{"1":2,"2":"0","3":1}' data-sheets-value='{"1":2,"2":"EN ISO 13468 EN 16153 EN 410"}' style="overflow:hidden;padding:0px 3px 0px 3px;vertical-align:bottom;text-align:center;">EN ISO 13468 EN 16153 EN 410</td> <td data-sheets-numberformat='{"1":2,"2":"0","3":1}' data-sheets-value='{"1":2,"2":"EN 410"}' style="overflow:hidden;padding:0px 3px 0px 3px;vertical-align:bottom;text-align:center;">EN 410</td> <td data-sheets-value='{"1":2,"2":"EN ISO 140-3\t\t"}' style="overflow:hidden;padding:0px 3px 0px 3px;vertical-align:bottom;text-align:center;">EN ISO 140-3 </td> </tr> <tr style="height:20px;"> <td data-sheets-value='{"1":2,"2":"Material"}' style="border-bottom:1px solid #000000;overflow:hidden;padding:0px 3px 0px 3px;vertical-align:bottom;background-color:#000000;font-weight:bold;color:#ffffff;">Material</td> <td data-sheets-value='{"1":2,"2":"Walls"}' style="border-bottom:1px solid #000000;overflow:hidden;padding:0px 3px 0px 3px;vertical-align:bottom;background-color:#000000;font-weight:bold;color:#ffffff;">Walls</td> <td data-sheets-value='{"1":2,"2":"Shells"}' style="border-bottom:1px solid #000000;overflow:hidden;padding:0px 3px 0px 3px;vertical-align:bottom;background-color:#000000;font-weight:bold;color:#ffffff;">Shells</td> <td data-sheets-numberformat='{"1":2,"2":"0.00","3":1}' data-sheets-value='{"1":2,"2":"(W/m²K)\t"}' style="border-bottom:1px solid #000000;overflow:hidden;padding:0px 3px 0px 3px;vertical-align:bottom;background-color:#000000;font-weight:bold;color:#ffffff;text-align:center;">(W/m²K) </td> <td data-sheets-numberformat='{"1":2,"2":"0","3":1}' data-sheets-value='{"1":2,"2":"(%)"}' style="border-bottom:1px solid #000000;overflow:hidden;padding:0px 3px 0px 3px;vertical-align:bottom;background-color:#000000;font-weight:bold;color:#ffffff;text-align:center;">(%)</td> <td data-sheets-numberformat='{"1":2,"2":"0","3":1}' data-sheets-value='{"1":2,"2":"(%)"}' style="border-bottom:1px solid #000000;overflow:hidden;padding:0px 3px 0px 3px;vertical-align:bottom;background-color:#000000;font-weight:bold;color:#ffffff;text-align:center;">(%)</td> <td data-sheets-value='{"1":2,"2":"(dB)"}' style="border-bottom:1px solid #000000;overflow:hidden;padding:0px 3px 0px 3px;vertical-align:bottom;background-color:#000000;font-weight:bold;color:#ffffff;text-align:center;">(dB)</td> </tr> <tr style="height:20px;"> <td data-sheets-value='{"1":2,"2":"Acrylic"}' style="border-left:1px solid #000000;overflow:hidden;padding:0px 3px 0px 3px;vertical-align:bottom;font-weight:bold;">Acrylic</td> <td data-sheets-value='{"1":2,"2":"Single-walled"}' style="overflow:hidden;padding:0px 3px 0px 3px;vertical-align:bottom;font-weight:bold;">Single-walled</td> <td data-sheets-value='{"1":2,"2":"Clear (H)"}' style="border-right:1px solid #000000;overflow:hidden;padding:0px 3px 0px 3px;vertical-align:bottom;font-weight:bold;">Clear (H)</td> <td data-sheets-numberformat='{"1":2,"2":"0.00","3":1}' data-sheets-value='{"1":3,"3":5.17}' style="overflow:hidden;padding:0px 3px 0px 3px;vertical-align:bottom;text-align:center;">5.17</td> <td data-sheets-numberformat='{"1":2,"2":"0","3":1}' data-sheets-value='{"1":3,"3":90}' style="overflow:hidden;padding:0px 3px 0px 3px;vertical-align:bottom;text-align:center;">90</td> <td data-sheets-numberformat='{"1":2,"2":"0","3":1}' data-sheets-value='{"1":3,"3":87}' style="overflow:hidden;padding:0px 3px 0px 3px;vertical-align:bottom;text-align:center;">87</td> <td data-sheets-numberformat='{"1":2,"2":"0","3":1}' data-sheets-value='{"1":2,"2":"-"}' style="border-right:1px solid #000000;overflow:hidden;padding:0px 3px 0px 3px;vertical-align:bottom;text-align:center;">-</td> </tr> <tr style="height:20px;"> <td data-sheets-value='{"1":2,"2":"PMMA"}' style="border-left:1px solid #000000;overflow:hidden;padding:0px 3px 0px 3px;vertical-align:bottom;font-weight:bold;">PMMA</td> <td data-sheets-value='{"1":2,"2":"Single-walled"}' style="overflow:hidden;padding:0px 3px 0px 3px;vertical-align:bottom;font-weight:bold;">Single-walled</td> <td data-sheets-value='{"1":2,"2":"Opal (O)"}' style="border-right:1px solid #000000;overflow:hidden;padding:0px 3px 0px 3px;vertical-align:bottom;font-weight:bold;">Opal (O)</td> <td data-sheets-numberformat='{"1":2,"2":"0.00","3":1}' data-sheets-value='{"1":3,"3":5.17}' style="overflow:hidden;padding:0px 3px 0px 3px;vertical-align:bottom;text-align:center;">5.17</td> <td data-sheets-numberformat='{"1":2,"2":"0","3":1}' data-sheets-value='{"1":3,"3":83}' style="overflow:hidden;padding:0px 3px 0px 3px;vertical-align:bottom;text-align:center;">83</td> <td data-sheets-numberformat='{"1":2,"2":"0","3":1}' data-sheets-value='{"1":3,"3":76}' style="overflow:hidden;padding:0px 3px 0px 3px;vertical-align:bottom;text-align:center;">76</td> <td data-sheets-numberformat='{"1":2,"2":"0","3":1}' data-sheets-value='{"1":2,"2":"-"}' style="border-right:1px solid #000000;overflow:hidden;padding:0px 3px 0px 3px;vertical-align:bottom;text-align:center;">-</td> </tr> <tr style="height:20px;"> <td style="border-left:1px solid #000000;overflow:hidden;padding:0px 3px 0px 3px;vertical-align:bottom;font-weight:bold;"></td> <td data-sheets-value='{"1":2,"2":"Double-walled"}' style="overflow:hidden;padding:0px 3px 0px 3px;vertical-align:bottom;font-weight:bold;">Double-walled</td> <td data-sheets-value='{"1":2,"2":"Clear (H/H)"}' style="border-right:1px solid #000000;overflow:hidden;padding:0px 3px 0px 3px;vertical-align:bottom;font-weight:bold;">Clear (H/H)</td> <td data-sheets-numberformat='{"1":2,"2":"0.00","3":1}' data-sheets-value='{"1":3,"3":2.9}' style="overflow:hidden;padding:0px 3px 0px 3px;vertical-align:bottom;text-align:center;">2.90</td> <td data-sheets-numberformat='{"1":2,"2":"0","3":1}' data-sheets-value='{"1":3,"3":81}' style="overflow:hidden;padding:0px 3px 0px 3px;vertical-align:bottom;text-align:center;">81</td> <td data-sheets-numberformat='{"1":2,"2":"0","3":1}' data-sheets-value='{"1":3,"3":75}' style="overflow:hidden;padding:0px 3px 0px 3px;vertical-align:bottom;text-align:center;">75</td> <td data-sheets-numberformat='{"1":2,"2":"0","3":1}' data-sheets-value='{"1":3,"3":20}' style="border-right:1px solid #000000;overflow:hidden;padding:0px 3px 0px 3px;vertical-align:bottom;text-align:center;">20</td> </tr> <tr style="height:20px;"> <td style="border-left:1px solid #000000;overflow:hidden;padding:0px 3px 0px 3px;vertical-align:bottom;font-weight:bold;"></td> <td data-sheets-value='{"1":2,"2":"Double-walled"}' style="overflow:hidden;padding:0px 3px 0px 3px;vertical-align:bottom;font-weight:bold;">Double-walled</td> <td data-sheets-value='{"1":2,"2":"Opal (O/O)"}' style="border-right:1px solid #000000;overflow:hidden;padding:0px 3px 0px 3px;vertical-align:bottom;font-weight:bold;">Opal (O/O)</td> <td data-sheets-numberformat='{"1":2,"2":"0.00","3":1}' data-sheets-value='{"1":3,"3":2.9}' style="overflow:hidden;padding:0px 3px 0px 3px;vertical-align:bottom;text-align:center;">2.90</td> <td data-sheets-numberformat='{"1":2,"2":"0","3":1}' data-sheets-value='{"1":3,"3":69}' style="overflow:hidden;padding:0px 3px 0px 3px;vertical-align:bottom;text-align:center;">69</td> <td data-sheets-numberformat='{"1":2,"2":"0","3":1}' data-sheets-value='{"1":3,"3":58}' style="overflow:hidden;padding:0px 3px 0px 3px;vertical-align:bottom;text-align:center;">58</td> <td data-sheets-numberformat='{"1":2,"2":"0","3":1}' data-sheets-value='{"1":3,"3":20}' style="border-right:1px solid #000000;overflow:hidden;padding:0px 3px 0px 3px;vertical-align:bottom;text-align:center;">20</td> </tr> <tr style="height:20px;"> <td style="border-left:1px solid #000000;overflow:hidden;padding:0px 3px 0px 3px;vertical-align:bottom;font-weight:bold;"></td> <td data-sheets-value='{"1":2,"2":"Triple-walled"}' style="overflow:hidden;padding:0px 3px 0px 3px;vertical-align:bottom;font-weight:bold;">Triple-walled</td> <td data-sheets-value='{"1":2,"2":"Clear (H/H/H)"}' style="border-right:1px solid #000000;overflow:hidden;padding:0px 3px 0px 3px;vertical-align:bottom;font-weight:bold;">Clear (H/H/H)</td> <td data-sheets-numberformat='{"1":2,"2":"0.00","3":1}' data-sheets-value='{"1":3,"3":1.7}' style="overflow:hidden;padding:0px 3px 0px 3px;vertical-align:bottom;text-align:center;">1.70</td> <td data-sheets-numberformat='{"1":2,"2":"0","3":1}' data-sheets-value='{"1":3,"3":73}' style="overflow:hidden;padding:0px 3px 0px 3px;vertical-align:bottom;text-align:center;">73</td> <td data-sheets-numberformat='{"1":2,"2":"0","3":1}' data-sheets-value='{"1":3,"3":65}' style="overflow:hidden;padding:0px 3px 0px 3px;vertical-align:bottom;text-align:center;">65</td> <td data-sheets-numberformat='{"1":2,"2":"0","3":1}' data-sheets-value='{"1":3,"3":22}' style="border-right:1px solid #000000;overflow:hidden;padding:0px 3px 0px 3px;vertical-align:bottom;text-align:center;">22</td> </tr> <tr style="height:20px;"> <td style="border-left:1px solid #000000;overflow:hidden;padding:0px 3px 0px 3px;vertical-align:bottom;font-weight:bold;"></td> <td data-sheets-value='{"1":2,"2":"Triple-walled"}' style="overflow:hidden;padding:0px 3px 0px 3px;vertical-align:bottom;font-weight:bold;">Triple-walled</td> <td data-sheets-value='{"1":2,"2":"Opal (O/H/O)"}' style="border-right:1px solid #000000;overflow:hidden;padding:0px 3px 0px 3px;vertical-align:bottom;font-weight:bold;">Opal (O/H/O)</td> <td data-sheets-numberformat='{"1":2,"2":"0.00","3":1}' data-sheets-value='{"1":3,"3":1.7}' style="overflow:hidden;padding:0px 3px 0px 3px;vertical-align:bottom;text-align:center;">1.70</td> <td data-sheets-numberformat='{"1":2,"2":"0","3":1}' data-sheets-value='{"1":3,"3":62}' style="overflow:hidden;padding:0px 3px 0px 3px;vertical-align:bottom;text-align:center;">62</td> <td data-sheets-numberformat='{"1":2,"2":"0","3":1}' data-sheets-value='{"1":3,"3":51}' style="overflow:hidden;padding:0px 3px 0px 3px;vertical-align:bottom;text-align:center;">51</td> <td data-sheets-numberformat='{"1":2,"2":"0","3":1}' data-sheets-value='{"1":3,"3":22}' style="border-right:1px solid #000000;overflow:hidden;padding:0px 3px 0px 3px;vertical-align:bottom;text-align:center;">22</td> </tr> <tr style="height:20px;"> <td style="border-left:1px solid #000000;overflow:hidden;padding:0px 3px 0px 3px;vertical-align:bottom;font-weight:bold;"></td> <td data-sheets-value='{"1":2,"2":"Four-walled"}' style="overflow:hidden;padding:0px 3px 0px 3px;vertical-align:bottom;font-weight:bold;">Four-walled</td> <td data-sheets-value='{"1":2,"2":"Clear (H/H/H/H)"}' style="border-right:1px solid #000000;overflow:hidden;padding:0px 3px 0px 3px;vertical-align:bottom;font-weight:bold;">Clear (H/H/H/H)</td> <td data-sheets-numberformat='{"1":2,"2":"0.00","3":1}' data-sheets-value='{"1":3,"3":1.28}' style="overflow:hidden;padding:0px 3px 0px 3px;vertical-align:bottom;text-align:center;">1.28</td> <td data-sheets-numberformat='{"1":2,"2":"0","3":1}' data-sheets-value='{"1":3,"3":64}' style="overflow:hidden;padding:0px 3px 0px 3px;vertical-align:bottom;text-align:center;">64</td> <td data-sheets-numberformat='{"1":2,"2":"0","3":1}' data-sheets-value='{"1":3,"3":54}' style="overflow:hidden;padding:0px 3px 0px 3px;vertical-align:bottom;text-align:center;">54</td> <td data-sheets-numberformat='{"1":2,"2":"0","3":1}' data-sheets-value='{"1":3,"3":23}' style="border-right:1px solid #000000;overflow:hidden;padding:0px 3px 0px 3px;vertical-align:bottom;text-align:center;">23</td> </tr> <tr style="height:20px;"> <td style="border-bottom:1px solid #000000;border-left:1px solid #000000;overflow:hidden;padding:0px 3px 0px 3px;vertical-align:bottom;"></td> <td data-sheets-value='{"1":2,"2":"Four-walled"}' style="border-bottom:1px solid #000000;overflow:hidden;padding:0px 3px 0px 3px;vertical-align:bottom;font-weight:bold;">Four-walled</td> <td data-sheets-value='{"1":2,"2":"Opal (H/H/O/H)"}' style="border-right:1px solid #000000;border-bottom:1px solid #000000;overflow:hidden;padding:0px 3px 0px 3px;vertical-align:bottom;font-weight:bold;">Opal (H/H/O/H)</td> <td data-sheets-numberformat='{"1":2,"2":"0.00","3":1}' data-sheets-value='{"1":3,"3":1.28}' style="border-bottom:1px solid #000000;overflow:hidden;padding:0px 3px 0px 3px;vertical-align:bottom;text-align:center;">1.28</td> <td data-sheets-numberformat='{"1":2,"2":"0","3":1}' data-sheets-value='{"1":3,"3":59}' style="border-bottom:1px solid #000000;overflow:hidden;padding:0px 3px 0px 3px;vertical-align:bottom;text-align:center;">59</td> <td data-sheets-numberformat='{"1":2,"2":"0","3":1}' data-sheets-value='{"1":3,"3":48}' style="border-bottom:1px solid #000000;overflow:hidden;padding:0px 3px 0px 3px;vertical-align:bottom;text-align:center;">48</td> <td data-sheets-numberformat='{"1":2,"2":"0","3":1}' data-sheets-value='{"1":3,"3":23}' style="border-right:1px solid #000000;border-bottom:1px solid #000000;overflow:hidden;padding:0px 3px 0px 3px;vertical-align:bottom;text-align:center;">23</td> </tr> <tr style="height:20px;"> <td data-sheets-value='{"1":2,"2":"Polycarbonate "}' style="border-left:1px solid #000000;overflow:hidden;padding:0px 3px 0px 3px;vertical-align:bottom;font-weight:bold;">Polycarbonate </td> <td data-sheets-value='{"1":2,"2":"Single-walled"}' style="overflow:hidden;padding:0px 3px 0px 3px;vertical-align:bottom;font-weight:bold;">Single-walled</td> <td data-sheets-value='{"1":2,"2":"Clear (A)"}' style="border-right:1px solid #000000;overflow:hidden;padding:0px 3px 0px 3px;vertical-align:bottom;font-weight:bold;">Clear (A)</td> <td data-sheets-numberformat='{"1":2,"2":"0.00","3":1}' data-sheets-value='{"1":3,"3":5.17}' style="overflow:hidden;padding:0px 3px 0px 3px;vertical-align:bottom;text-align:center;">5.17</td> <td data-sheets-numberformat='{"1":2,"2":"0","3":1}' data-sheets-value='{"1":3,"3":88}' style="overflow:hidden;padding:0px 3px 0px 3px;vertical-align:bottom;text-align:center;">88</td> <td data-sheets-numberformat='{"1":2,"2":"0","3":1}' data-sheets-value='{"1":3,"3":83}' style="overflow:hidden;padding:0px 3px 0px 3px;vertical-align:bottom;text-align:center;">83</td> <td data-sheets-numberformat='{"1":2,"2":"0","3":1}' data-sheets-value='{"1":2,"2":"-"}' style="border-right:1px solid #000000;overflow:hidden;padding:0px 3px 0px 3px;vertical-align:bottom;text-align:center;">-</td> </tr> <tr style="height:20px;"> <td data-sheets-value='{"1":2,"2":"PC"}' style="border-left:1px solid #000000;overflow:hidden;padding:0px 3px 0px 3px;vertical-align:bottom;font-weight:bold;">PC</td> <td data-sheets-value='{"1":2,"2":"Single-walled"}' style="overflow:hidden;padding:0px 3px 0px 3px;vertical-align:bottom;font-weight:bold;">Single-walled</td> <td data-sheets-value='{"1":2,"2":"Opal (D)"}' style="border-right:1px solid #000000;overflow:hidden;padding:0px 3px 0px 3px;vertical-align:bottom;font-weight:bold;">Opal (D)</td> <td data-sheets-numberformat='{"1":2,"2":"0.00","3":1}' data-sheets-value='{"1":3,"3":5.17}' style="overflow:hidden;padding:0px 3px 0px 3px;vertical-align:bottom;text-align:center;">5.17</td> <td data-sheets-numberformat='{"1":2,"2":"0","3":1}' data-sheets-value='{"1":3,"3":58}' style="overflow:hidden;padding:0px 3px 0px 3px;vertical-align:bottom;text-align:center;">58</td> <td data-sheets-numberformat='{"1":2,"2":"0","3":1}' data-sheets-value='{"1":3,"3":60}' style="overflow:hidden;padding:0px 3px 0px 3px;vertical-align:bottom;text-align:center;">60</td> <td data-sheets-numberformat='{"1":2,"2":"0","3":1}' data-sheets-value='{"1":2,"2":"-"}' style="border-right:1px solid #000000;overflow:hidden;padding:0px 3px 0px 3px;vertical-align:bottom;text-align:center;">-</td> </tr> <tr style="height:20px;"> <td style="border-left:1px solid #000000;overflow:hidden;padding:0px 3px 0px 3px;vertical-align:bottom;font-weight:bold;"></td> <td data-sheets-value='{"1":2,"2":"Double-walled"}' style="overflow:hidden;padding:0px 3px 0px 3px;vertical-align:bottom;font-weight:bold;">Double-walled</td> <td data-sheets-value='{"1":2,"2":"Clear (A/H)"}' style="border-right:1px solid #000000;overflow:hidden;padding:0px 3px 0px 3px;vertical-align:bottom;font-weight:bold;">Clear (A/H)</td> <td data-sheets-numberformat='{"1":2,"2":"0.00","3":1}' data-sheets-value='{"1":3,"3":2.9}' style="overflow:hidden;padding:0px 3px 0px 3px;vertical-align:bottom;text-align:center;">2.90</td> <td data-sheets-numberformat='{"1":2,"2":"0","3":1}' data-sheets-value='{"1":3,"3":79}' style="overflow:hidden;padding:0px 3px 0px 3px;vertical-align:bottom;text-align:center;">79</td> <td data-sheets-numberformat='{"1":2,"2":"0","3":1}' data-sheets-value='{"1":3,"3":72}' style="overflow:hidden;padding:0px 3px 0px 3px;vertical-align:bottom;text-align:center;">72</td> <td data-sheets-numberformat='{"1":2,"2":"0","3":1}' data-sheets-value='{"1":3,"3":20}' style="border-right:1px solid #000000;overflow:hidden;padding:0px 3px 0px 3px;vertical-align:bottom;text-align:center;">20</td> </tr> <tr style="height:20px;"> <td style="border-left:1px solid #000000;overflow:hidden;padding:0px 3px 0px 3px;vertical-align:bottom;font-weight:bold;"></td> <td data-sheets-value='{"1":2,"2":"Double-walled"}' style="overflow:hidden;padding:0px 3px 0px 3px;vertical-align:bottom;font-weight:bold;">Double-walled</td> <td data-sheets-value='{"1":2,"2":"Clear (A/A)"}' style="border-right:1px solid #000000;overflow:hidden;padding:0px 3px 0px 3px;vertical-align:bottom;font-weight:bold;">Clear (A/A)</td> <td data-sheets-numberformat='{"1":2,"2":"0.00","3":1}' data-sheets-value='{"1":3,"3":2.9}' style="overflow:hidden;padding:0px 3px 0px 3px;vertical-align:bottom;text-align:center;">2.90</td> <td data-sheets-numberformat='{"1":2,"2":"0","3":1}' data-sheets-value='{"1":3,"3":77}' style="overflow:hidden;padding:0px 3px 0px 3px;vertical-align:bottom;text-align:center;">77</td> <td data-sheets-numberformat='{"1":2,"2":"0","3":1}' data-sheets-value='{"1":3,"3":69}' style="overflow:hidden;padding:0px 3px 0px 3px;vertical-align:bottom;text-align:center;">69</td> <td data-sheets-numberformat='{"1":2,"2":"0","3":1}' data-sheets-value='{"1":3,"3":20}' style="border-right:1px solid #000000;overflow:hidden;padding:0px 3px 0px 3px;vertical-align:bottom;text-align:center;">20</td> </tr> <tr style="height:20px;"> <td style="border-left:1px solid #000000;overflow:hidden;padding:0px 3px 0px 3px;vertical-align:bottom;font-weight:bold;"></td> <td data-sheets-value='{"1":2,"2":"Double-walled"}' style="overflow:hidden;padding:0px 3px 0px 3px;vertical-align:bottom;font-weight:bold;">Double-walled</td> <td data-sheets-value='{"1":2,"2":"Opal (A/O)"}' style="border-right:1px solid #000000;overflow:hidden;padding:0px 3px 0px 3px;vertical-align:bottom;font-weight:bold;">Opal (A/O)</td> <td data-sheets-numberformat='{"1":2,"2":"0.00","3":1}' data-sheets-value='{"1":3,"3":2.9}' style="overflow:hidden;padding:0px 3px 0px 3px;vertical-align:bottom;text-align:center;">2.90</td> <td data-sheets-numberformat='{"1":2,"2":"0","3":1}' data-sheets-value='{"1":3,"3":73}' style="overflow:hidden;padding:0px 3px 0px 3px;vertical-align:bottom;text-align:center;">73</td> <td data-sheets-numberformat='{"1":2,"2":"0","3":1}' data-sheets-value='{"1":3,"3":63}' style="overflow:hidden;padding:0px 3px 0px 3px;vertical-align:bottom;text-align:center;">63</td> <td data-sheets-numberformat='{"1":2,"2":"0","3":1}' data-sheets-value='{"1":3,"3":20}' style="border-right:1px solid #000000;overflow:hidden;padding:0px 3px 0px 3px;vertical-align:bottom;text-align:center;">20</td> </tr> <tr style="height:20px;"> <td style="border-left:1px solid #000000;overflow:hidden;padding:0px 3px 0px 3px;vertical-align:bottom;font-weight:bold;"></td> <td data-sheets-value='{"1":2,"2":"Double-walled"}' style="overflow:hidden;padding:0px 3px 0px 3px;vertical-align:bottom;font-weight:bold;">Double-walled</td> <td data-sheets-value='{"1":2,"2":"Opal (A/D)"}' style="border-right:1px solid #000000;overflow:hidden;padding:0px 3px 0px 3px;vertical-align:bottom;font-weight:bold;">Opal (A/D)</td> <td data-sheets-numberformat='{"1":2,"2":"0.00","3":1}' data-sheets-value='{"1":3,"3":2.9}' style="overflow:hidden;padding:0px 3px 0px 3px;vertical-align:bottom;text-align:center;">2.90</td> <td data-sheets-numberformat='{"1":2,"2":"0","3":1}' data-sheets-value='{"1":3,"3":51}' style="overflow:hidden;padding:0px 3px 0px 3px;vertical-align:bottom;text-align:center;">51</td> <td data-sheets-numberformat='{"1":2,"2":"0","3":1}' data-sheets-value='{"1":3,"3":50}' style="overflow:hidden;padding:0px 3px 0px 3px;vertical-align:bottom;text-align:center;">50</td> <td data-sheets-numberformat='{"1":2,"2":"0","3":1}' data-sheets-value='{"1":3,"3":20}' style="border-right:1px solid #000000;overflow:hidden;padding:0px 3px 0px 3px;vertical-align:bottom;text-align:center;">20</td> </tr> <tr style="height:20px;"> <td style="border-left:1px solid #000000;overflow:hidden;padding:0px 3px 0px 3px;vertical-align:bottom;font-weight:bold;"></td> <td data-sheets-value='{"1":2,"2":"Triple-walled"}' style="overflow:hidden;padding:0px 3px 0px 3px;vertical-align:bottom;font-weight:bold;">Triple-walled</td> <td data-sheets-value='{"1":2,"2":"Clear (A/H/H)"}' style="border-right:1px solid #000000;overflow:hidden;padding:0px 3px 0px 3px;vertical-align:bottom;font-weight:bold;">Clear (A/H/H)</td> <td data-sheets-numberformat='{"1":2,"2":"0.00","3":1}' data-sheets-value='{"1":3,"3":1.7}' style="overflow:hidden;padding:0px 3px 0px 3px;vertical-align:bottom;text-align:center;">1.70</td> <td data-sheets-numberformat='{"1":2,"2":"0","3":1}' data-sheets-value='{"1":3,"3":71}' style="overflow:hidden;padding:0px 3px 0px 3px;vertical-align:bottom;text-align:center;">71</td> <td data-sheets-numberformat='{"1":2,"2":"0","3":1}' data-sheets-value='{"1":3,"3":63}' style="overflow:hidden;padding:0px 3px 0px 3px;vertical-align:bottom;text-align:center;">63</td> <td data-sheets-numberformat='{"1":2,"2":"0","3":1}' data-sheets-value='{"1":3,"3":22}' style="border-right:1px solid #000000;overflow:hidden;padding:0px 3px 0px 3px;vertical-align:bottom;text-align:center;">22</td> </tr> <tr style="height:20px;"> <td style="border-left:1px solid #000000;overflow:hidden;padding:0px 3px 0px 3px;vertical-align:bottom;font-weight:bold;"></td> <td data-sheets-value='{"1":2,"2":"Triple-walled"}' style="overflow:hidden;padding:0px 3px 0px 3px;vertical-align:bottom;font-weight:bold;">Triple-walled</td> <td data-sheets-value='{"1":2,"2":"Opal (A/O/O)"}' style="border-right:1px solid #000000;overflow:hidden;padding:0px 3px 0px 3px;vertical-align:bottom;font-weight:bold;">Opal (A/O/O)</td> <td data-sheets-numberformat='{"1":2,"2":"0.00","3":1}' data-sheets-value='{"1":3,"3":1.7}' style="overflow:hidden;padding:0px 3px 0px 3px;vertical-align:bottom;text-align:center;">1.70</td> <td data-sheets-numberformat='{"1":2,"2":"0","3":1}' data-sheets-value='{"1":3,"3":61}' style="overflow:hidden;padding:0px 3px 0px 3px;vertical-align:bottom;text-align:center;">61</td> <td data-sheets-numberformat='{"1":2,"2":"0","3":1}' data-sheets-value='{"1":3,"3":48}' style="overflow:hidden;padding:0px 3px 0px 3px;vertical-align:bottom;text-align:center;">48</td> <td data-sheets-numberformat='{"1":2,"2":"0","3":1}' data-sheets-value='{"1":3,"3":22}' style="border-right:1px solid #000000;overflow:hidden;padding:0px 3px 0px 3px;vertical-align:bottom;text-align:center;">22</td> </tr> <tr style="height:20px;"> <td style="border-left:1px solid #000000;overflow:hidden;padding:0px 3px 0px 3px;vertical-align:bottom;font-weight:bold;"></td> <td data-sheets-value='{"1":2,"2":"Four-walled"}' style="overflow:hidden;padding:0px 3px 0px 3px;vertical-align:bottom;font-weight:bold;">Four-walled</td> <td data-sheets-value='{"1":2,"2":"Clear (A/H/H/H)"}' style="border-right:1px solid #000000;overflow:hidden;padding:0px 3px 0px 3px;vertical-align:bottom;font-weight:bold;">Clear (A/H/H/H)</td> <td data-sheets-numberformat='{"1":2,"2":"0.00","3":1}' data-sheets-value='{"1":3,"3":1.28}' style="overflow:hidden;padding:0px 3px 0px 3px;vertical-align:bottom;text-align:center;">1.28</td> <td data-sheets-numberformat='{"1":2,"2":"0","3":1}' data-sheets-value='{"1":3,"3":64}' style="overflow:hidden;padding:0px 3px 0px 3px;vertical-align:bottom;text-align:center;">64</td> <td data-sheets-numberformat='{"1":2,"2":"0","3":1}' data-sheets-value='{"1":3,"3":52}' style="overflow:hidden;padding:0px 3px 0px 3px;vertical-align:bottom;text-align:center;">52</td> <td data-sheets-numberformat='{"1":2,"2":"0","3":1}' data-sheets-value='{"1":3,"3":23}' style="border-right:1px solid #000000;overflow:hidden;padding:0px 3px 0px 3px;vertical-align:bottom;text-align:center;">23</td> </tr> <tr style="height:20px;"> <td style="border-bottom:1px solid #000000;border-left:1px solid #000000;overflow:hidden;padding:0px 3px 0px 3px;vertical-align:bottom;"></td> <td data-sheets-value='{"1":2,"2":"Four-walled"}' style="border-bottom:1px solid #000000;overflow:hidden;padding:0px 3px 0px 3px;vertical-align:bottom;font-weight:bold;">Four-walled</td> <td data-sheets-value='{"1":2,"2":"Opal (A/H/O/H)"}' style="border-right:1px solid #000000;border-bottom:1px solid #000000;overflow:hidden;padding:0px 3px 0px 3px;vertical-align:bottom;font-weight:bold;">Opal (A/H/O/H)</td> <td data-sheets-numberformat='{"1":2,"2":"0.00","3":1}' data-sheets-value='{"1":3,"3":1.28}' style="border-bottom:1px solid #000000;overflow:hidden;padding:0px 3px 0px 3px;vertical-align:bottom;text-align:center;">1.28</td> <td data-sheets-numberformat='{"1":2,"2":"0","3":1}' data-sheets-value='{"1":3,"3":59}' style="border-bottom:1px solid #000000;overflow:hidden;padding:0px 3px 0px 3px;vertical-align:bottom;text-align:center;">59</td> <td data-sheets-numberformat='{"1":2,"2":"0","3":1}' data-sheets-value='{"1":3,"3":46}' style="border-bottom:1px solid #000000;overflow:hidden;padding:0px 3px 0px 3px;vertical-align:bottom;text-align:center;">46</td> <td data-sheets-numberformat='{"1":2,"2":"0","3":1}' data-sheets-value='{"1":3,"3":23}' style="border-right:1px solid #000000;border-bottom:1px solid #000000;overflow:hidden;padding:0px 3px 0px 3px;vertical-align:bottom;text-align:center;">23</td> </tr> <tr style="height:20px;"> <td data-sheets-value='{"1":2,"2":"Polycarbonate"}' style="border-left:1px solid #000000;overflow:hidden;padding:0px 3px 0px 3px;vertical-align:bottom;font-weight:bold;">Polycarbonate</td> <td data-sheets-value='{"1":2,"2":"Single-walled"}' style="overflow:hidden;padding:0px 3px 0px 3px;vertical-align:bottom;font-weight:bold;">Single-walled</td> <td data-sheets-value='{"1":2,"2":"Heatstop Opal (T)"}' style="border-right:1px solid #000000;overflow:hidden;padding:0px 3px 0px 3px;vertical-align:bottom;font-weight:bold;">Heatstop Opal (T)</td> <td data-sheets-numberformat='{"1":2,"2":"0.00","3":1}' data-sheets-value='{"1":3,"3":5.17}' style="overflow:hidden;padding:0px 3px 0px 3px;vertical-align:bottom;text-align:center;">5.17</td> <td data-sheets-numberformat='{"1":2,"2":"0","3":1}' data-sheets-value='{"1":3,"3":49}' style="overflow:hidden;padding:0px 3px 0px 3px;vertical-align:bottom;text-align:center;">49</td> <td data-sheets-numberformat='{"1":2,"2":"0","3":1}' data-sheets-value='{"1":3,"3":59}' style="overflow:hidden;padding:0px 3px 0px 3px;vertical-align:bottom;text-align:center;">59</td> <td data-sheets-numberformat='{"1":2,"2":"0","3":1}' data-sheets-value='{"1":2,"2":"-"}' style="border-right:1px solid #000000;overflow:hidden;padding:0px 3px 0px 3px;vertical-align:bottom;text-align:center;">-</td> </tr> <tr style="height:20px;"> <td data-sheets-value='{"1":2,"2":"Heatstop PC"}' style="border-left:1px solid #000000;overflow:hidden;padding:0px 3px 0px 3px;vertical-align:bottom;font-weight:bold;">Heatstop PC</td> <td data-sheets-value='{"1":2,"2":"Double-walled"}' style="overflow:hidden;padding:0px 3px 0px 3px;vertical-align:bottom;font-weight:bold;">Double-walled</td> <td data-sheets-value='{"1":2,"2":"Clear (T/H)"}' style="border-right:1px solid #000000;overflow:hidden;padding:0px 3px 0px 3px;vertical-align:bottom;font-weight:bold;">Clear (T/H)</td> <td data-sheets-numberformat='{"1":2,"2":"0.00","3":1}' data-sheets-value='{"1":3,"3":2.9}' style="overflow:hidden;padding:0px 3px 0px 3px;vertical-align:bottom;text-align:center;">2.90</td> <td data-sheets-numberformat='{"1":2,"2":"0","3":1}' data-sheets-value='{"1":3,"3":44}' style="overflow:hidden;padding:0px 3px 0px 3px;vertical-align:bottom;text-align:center;">44</td> <td data-sheets-numberformat='{"1":2,"2":"0","3":1}' data-sheets-value='{"1":3,"3":51}' style="overflow:hidden;padding:0px 3px 0px 3px;vertical-align:bottom;text-align:center;">51</td> <td data-sheets-numberformat='{"1":2,"2":"0","3":1}' data-sheets-value='{"1":3,"3":20}' style="border-right:1px solid #000000;overflow:hidden;padding:0px 3px 0px 3px;vertical-align:bottom;text-align:center;">20</td> </tr> <tr style="height:20px;"> <td style="border-left:1px solid #000000;overflow:hidden;padding:0px 3px 0px 3px;vertical-align:bottom;font-weight:bold;"></td> <td data-sheets-value='{"1":2,"2":"Double-walled"}' style="overflow:hidden;padding:0px 3px 0px 3px;vertical-align:bottom;font-weight:bold;">Double-walled</td> <td data-sheets-value='{"1":2,"2":"Opal (T/O)"}' style="border-right:1px solid #000000;overflow:hidden;padding:0px 3px 0px 3px;vertical-align:bottom;font-weight:bold;">Opal (T/O)</td> <td data-sheets-numberformat='{"1":2,"2":"0.00","3":1}' data-sheets-value='{"1":3,"3":2.9}' style="overflow:hidden;padding:0px 3px 0px 3px;vertical-align:bottom;text-align:center;">2.90</td> <td data-sheets-numberformat='{"1":2,"2":"0","3":1}' data-sheets-value='{"1":3,"3":41}' style="overflow:hidden;padding:0px 3px 0px 3px;vertical-align:bottom;text-align:center;">41</td> <td data-sheets-numberformat='{"1":2,"2":"0","3":1}' data-sheets-value='{"1":3,"3":45}' style="overflow:hidden;padding:0px 3px 0px 3px;vertical-align:bottom;text-align:center;">45</td> <td data-sheets-numberformat='{"1":2,"2":"0","3":1}' data-sheets-value='{"1":3,"3":20}' style="border-right:1px solid #000000;overflow:hidden;padding:0px 3px 0px 3px;vertical-align:bottom;text-align:center;">20</td> </tr> <tr style="height:20px;"> <td style="border-left:1px solid #000000;overflow:hidden;padding:0px 3px 0px 3px;vertical-align:bottom;font-weight:bold;"></td> <td data-sheets-value='{"1":2,"2":"Triple-walled"}' style="overflow:hidden; | skylux-160-ce-met-koepel-en-polyester-opstand-30-20-met-lm-motor-1000-x-1600-mm | 8586010558797 | 46872306680141
Smoke and heat exhaust (SHEV) | SHE system | Skylux | Skylux 160° CE with skylight and polyester curb 30/20 with LM-actuator 1000 x 1900 mm |  | 50709 | 5412970507093 | 4871.5 | Yes | 30-45 | 64.3 | 1000 x 1900 mm | 1900 | 1000 |  | polyester 30/20 (30 cm high & roof opening = 20 cm larger than daylight size) | Rectangular | 5.17 W/m²K - 1.28 W/m²K | 87% - 32% | 90% - 32% | 20dB - 23dB | 160° CE (for industry) | skylight | without spoiler | E | Single actuator | Maximum four-walled skylight possible for this product | Ut-value LT-value g-value Rw-value EN 1873 : 2014 EN ISO 13468 EN 16153 EN 410 EN 410 EN ISO 140-3 Material Walls Shells (W/m²K) (%) (%) (dB) Acrylic Single-walled Clear (H) 5.17 90 87 - PMMA Single-walled Opal (O) 5.17 83 76 - Double-walled Clear (H/H) 2.90 81 75 20 Double-walled Opal (O/O) 2.90 69 58 20 Triple-walled Clear (H/H/H) 1.70 73 65 22 Triple-walled Opal (O/H/O) 1.70 62 51 22 Four-walled Clear (H/H/H/H) 1.28 64 54 23 Four-walled Opal (H/H/O/H) 1.28 59 48 23 Polycarbonate Single-walled Clear (A) 5.17 88 83 - PC Single-walled Opal (D) 5.17 58 60 - Double-walled Clear (A/H) 2.90 79 72 20 Double-walled Clear (A/A) 2.90 77 69 20 Double-walled Opal (A/O) 2.90 73 63 20 Double-walled Opal (A/D) 2.90 51 50 20 Triple-walled Clear (A/H/H) 1.70 71 63 22 Triple-walled Opal (A/O/O) 1.70 61 48 22 Four-walled Clear (A/H/H/H) 1.28 64 52 23 Four-walled Opal (A/H/O/H) 1.28 59 46 23 Polycarbonate Single-walled Heatstop Opal (T) 5.17 49 59 - Heatstop PC Double-walled Clear (T/H) 2.90 44 51 20 Double-walled Opal (T/O) 2.90 41 45 20 Triple-walled Clear (T/H/H) 1.70 40 <td data-sheets-numberformat='{"1":2,"2":"0","3":1}' data-sheets-value='{"1":3,"3":44}' style="overflow:hidden;paddin | https://skylux.eu/en/products/skylux-160-ce-met-koepel-en-polyester-opstand-30-20-met-lm-motor-1000-x-1900-mm | https://skylux.eu/cdn/shop/files/Skylux-160deg-CE-met-koepel-en-polyester-opstand-3020-met-LM-motor-1000-x-1900-mm-RWA-systeem.jpg?v=1702977918&width=1600 | https://skylux.eu/cdn/shop/files/e5a82811-1bb0-48e4-a776-cacb59c7c092_fe417cb0-6745-4b47-8d9f-dd40e8e005f2.jpg?v=1688550506&width=1600 | //skylux.eu/cdn/shop/files/E_MH_Mounting_instructions_Skylux_160_CE_LM.pdf?v=12406716259046007223 | //skylux.eu/cdn/shop/files/E_TD_Technical_File_Skylux_Skylux_160_CE_Electric.pdf?v=3667116872303399239 | <style type="text/css" id="isPasted"> <!--td { border: 1px solid #cccccc; } br { mso-data-placement: same-cell; } --> </style> <table border="1" cellpadding="0" cellspacing="0" dir="ltr" style="table-layout:fixed;font-size:10pt;font-family:Arial;border-collapse:collapse;border:none;"><tbody> <tr style="height:20px;"> <td style="overflow:hidden;padding:0px 3px 0px 3px;vertical-align:bottom;"></td> <td style="overflow:hidden;padding:0px 3px 0px 3px;vertical-align:bottom;"></td> <td style="overflow:hidden;padding:0px 3px 0px 3px;vertical-align:bottom;"></td> <td data-sheets-value='{"1":2,"2":"Ut-value"}' style="overflow:hidden;padding:0px 3px 0px 3px;vertical-align:bottom;font-weight:bold;text-align:center;">Ut-value</td> <td data-sheets-value='{"1":2,"2":"LT-value"}' style="overflow:hidden;padding:0px 3px 0px 3px;vertical-align:bottom;font-weight:bold;text-align:center;">LT-value</td> <td data-sheets-value='{"1":2,"2":"g-value"}' style="overflow:hidden;padding:0px 3px 0px 3px;vertical-align:bottom;font-weight:bold;text-align:center;">g-value</td> <td data-sheets-value='{"1":2,"2":"Rw-value "}' style="overflow:hidden;padding:0px 3px 0px 3px;vertical-align:bottom;font-weight:bold;text-align:center;">Rw-value </td> </tr> <tr style="height:20px;"> <td style="overflow:hidden;padding:0px 3px 0px 3px;vertical-align:bottom;"></td> <td style="overflow:hidden;padding:0px 3px 0px 3px;vertical-align:bottom;"></td> <td style="overflow:hidden;padding:0px 3px 0px 3px;vertical-align:bottom;"></td> <td data-sheets-numberformat='{"1":2,"2":"0.00","3":1}' data-sheets-value='{"1":2,"2":"EN 1873 : 2014"}' style="overflow:hidden;padding:0px 3px 0px 3px;vertical-align:bottom;text-align:center;">EN 1873 : 2014</td> <td data-sheets-numberformat='{"1":2,"2":"0","3":1}' data-sheets-value='{"1":2,"2":"EN ISO 13468 EN 16153 EN 410"}' style="overflow:hidden;padding:0px 3px 0px 3px;vertical-align:bottom;text-align:center;">EN ISO 13468 EN 16153 EN 410</td> <td data-sheets-numberformat='{"1":2,"2":"0","3":1}' data-sheets-value='{"1":2,"2":"EN 410"}' style="overflow:hidden;padding:0px 3px 0px 3px;vertical-align:bottom;text-align:center;">EN 410</td> <td data-sheets-value='{"1":2,"2":"EN ISO 140-3\t\t"}' style="overflow:hidden;padding:0px 3px 0px 3px;vertical-align:bottom;text-align:center;">EN ISO 140-3 </td> </tr> <tr style="height:20px;"> <td data-sheets-value='{"1":2,"2":"Material"}' style="border-bottom:1px solid #000000;overflow:hidden;padding:0px 3px 0px 3px;vertical-align:bottom;background-color:#000000;font-weight:bold;color:#ffffff;">Material</td> <td data-sheets-value='{"1":2,"2":"Walls"}' style="border-bottom:1px solid #000000;overflow:hidden;padding:0px 3px 0px 3px;vertical-align:bottom;background-color:#000000;font-weight:bold;color:#ffffff;">Walls</td> <td data-sheets-value='{"1":2,"2":"Shells"}' style="border-bottom:1px solid #000000;overflow:hidden;padding:0px 3px 0px 3px;vertical-align:bottom;background-color:#000000;font-weight:bold;color:#ffffff;">Shells</td> <td data-sheets-numberformat='{"1":2,"2":"0.00","3":1}' data-sheets-value='{"1":2,"2":"(W/m²K)\t"}' style="border-bottom:1px solid #000000;overflow:hidden;padding:0px 3px 0px 3px;vertical-align:bottom;background-color:#000000;font-weight:bold;color:#ffffff;text-align:center;">(W/m²K) </td> <td data-sheets-numberformat='{"1":2,"2":"0","3":1}' data-sheets-value='{"1":2,"2":"(%)"}' style="border-bottom:1px solid #000000;overflow:hidden;padding:0px 3px 0px 3px;vertical-align:bottom;background-color:#000000;font-weight:bold;color:#ffffff;text-align:center;">(%)</td> <td data-sheets-numberformat='{"1":2,"2":"0","3":1}' data-sheets-value='{"1":2,"2":"(%)"}' style="border-bottom:1px solid #000000;overflow:hidden;padding:0px 3px 0px 3px;vertical-align:bottom;background-color:#000000;font-weight:bold;color:#ffffff;text-align:center;">(%)</td> <td data-sheets-value='{"1":2,"2":"(dB)"}' style="border-bottom:1px solid #000000;overflow:hidden;padding:0px 3px 0px 3px;vertical-align:bottom;background-color:#000000;font-weight:bold;color:#ffffff;text-align:center;">(dB)</td> </tr> <tr style="height:20px;"> <td data-sheets-value='{"1":2,"2":"Acrylic"}' style="border-left:1px solid #000000;overflow:hidden;padding:0px 3px 0px 3px;vertical-align:bottom;font-weight:bold;">Acrylic</td> <td data-sheets-value='{"1":2,"2":"Single-walled"}' style="overflow:hidden;padding:0px 3px 0px 3px;vertical-align:bottom;font-weight:bold;">Single-walled</td> <td data-sheets-value='{"1":2,"2":"Clear (H)"}' style="border-right:1px solid #000000;overflow:hidden;padding:0px 3px 0px 3px;vertical-align:bottom;font-weight:bold;">Clear (H)</td> <td data-sheets-numberformat='{"1":2,"2":"0.00","3":1}' data-sheets-value='{"1":3,"3":5.17}' style="overflow:hidden;padding:0px 3px 0px 3px;vertical-align:bottom;text-align:center;">5.17</td> <td data-sheets-numberformat='{"1":2,"2":"0","3":1}' data-sheets-value='{"1":3,"3":90}' style="overflow:hidden;padding:0px 3px 0px 3px;vertical-align:bottom;text-align:center;">90</td> <td data-sheets-numberformat='{"1":2,"2":"0","3":1}' data-sheets-value='{"1":3,"3":87}' style="overflow:hidden;padding:0px 3px 0px 3px;vertical-align:bottom;text-align:center;">87</td> <td data-sheets-numberformat='{"1":2,"2":"0","3":1}' data-sheets-value='{"1":2,"2":"-"}' style="border-right:1px solid #000000;overflow:hidden;padding:0px 3px 0px 3px;vertical-align:bottom;text-align:center;">-</td> </tr> <tr style="height:20px;"> <td data-sheets-value='{"1":2,"2":"PMMA"}' style="border-left:1px solid #000000;overflow:hidden;padding:0px 3px 0px 3px;vertical-align:bottom;font-weight:bold;">PMMA</td> <td data-sheets-value='{"1":2,"2":"Single-walled"}' style="overflow:hidden;padding:0px 3px 0px 3px;vertical-align:bottom;font-weight:bold;">Single-walled</td> <td data-sheets-value='{"1":2,"2":"Opal (O)"}' style="border-right:1px solid #000000;overflow:hidden;padding:0px 3px 0px 3px;vertical-align:bottom;font-weight:bold;">Opal (O)</td> <td data-sheets-numberformat='{"1":2,"2":"0.00","3":1}' data-sheets-value='{"1":3,"3":5.17}' style="overflow:hidden;padding:0px 3px 0px 3px;vertical-align:bottom;text-align:center;">5.17</td> <td data-sheets-numberformat='{"1":2,"2":"0","3":1}' data-sheets-value='{"1":3,"3":83}' style="overflow:hidden;padding:0px 3px 0px 3px;vertical-align:bottom;text-align:center;">83</td> <td data-sheets-numberformat='{"1":2,"2":"0","3":1}' data-sheets-value='{"1":3,"3":76}' style="overflow:hidden;padding:0px 3px 0px 3px;vertical-align:bottom;text-align:center;">76</td> <td data-sheets-numberformat='{"1":2,"2":"0","3":1}' data-sheets-value='{"1":2,"2":"-"}' style="border-right:1px solid #000000;overflow:hidden;padding:0px 3px 0px 3px;vertical-align:bottom;text-align:center;">-</td> </tr> <tr style="height:20px;"> <td style="border-left:1px solid #000000;overflow:hidden;padding:0px 3px 0px 3px;vertical-align:bottom;font-weight:bold;"></td> <td data-sheets-value='{"1":2,"2":"Double-walled"}' style="overflow:hidden;padding:0px 3px 0px 3px;vertical-align:bottom;font-weight:bold;">Double-walled</td> <td data-sheets-value='{"1":2,"2":"Clear (H/H)"}' style="border-right:1px solid #000000;overflow:hidden;padding:0px 3px 0px 3px;vertical-align:bottom;font-weight:bold;">Clear (H/H)</td> <td data-sheets-numberformat='{"1":2,"2":"0.00","3":1}' data-sheets-value='{"1":3,"3":2.9}' style="overflow:hidden;padding:0px 3px 0px 3px;vertical-align:bottom;text-align:center;">2.90</td> <td data-sheets-numberformat='{"1":2,"2":"0","3":1}' data-sheets-value='{"1":3,"3":81}' style="overflow:hidden;padding:0px 3px 0px 3px;vertical-align:bottom;text-align:center;">81</td> <td data-sheets-numberformat='{"1":2,"2":"0","3":1}' data-sheets-value='{"1":3,"3":75}' style="overflow:hidden;padding:0px 3px 0px 3px;vertical-align:bottom;text-align:center;">75</td> <td data-sheets-numberformat='{"1":2,"2":"0","3":1}' data-sheets-value='{"1":3,"3":20}' style="border-right:1px solid #000000;overflow:hidden;padding:0px 3px 0px 3px;vertical-align:bottom;text-align:center;">20</td> </tr> <tr style="height:20px;"> <td style="border-left:1px solid #000000;overflow:hidden;padding:0px 3px 0px 3px;vertical-align:bottom;font-weight:bold;"></td> <td data-sheets-value='{"1":2,"2":"Double-walled"}' style="overflow:hidden;padding:0px 3px 0px 3px;vertical-align:bottom;font-weight:bold;">Double-walled</td> <td data-sheets-value='{"1":2,"2":"Opal (O/O)"}' style="border-right:1px solid #000000;overflow:hidden;padding:0px 3px 0px 3px;vertical-align:bottom;font-weight:bold;">Opal (O/O)</td> <td data-sheets-numberformat='{"1":2,"2":"0.00","3":1}' data-sheets-value='{"1":3,"3":2.9}' style="overflow:hidden;padding:0px 3px 0px 3px;vertical-align:bottom;text-align:center;">2.90</td> <td data-sheets-numberformat='{"1":2,"2":"0","3":1}' data-sheets-value='{"1":3,"3":69}' style="overflow:hidden;padding:0px 3px 0px 3px;vertical-align:bottom;text-align:center;">69</td> <td data-sheets-numberformat='{"1":2,"2":"0","3":1}' data-sheets-value='{"1":3,"3":58}' style="overflow:hidden;padding:0px 3px 0px 3px;vertical-align:bottom;text-align:center;">58</td> <td data-sheets-numberformat='{"1":2,"2":"0","3":1}' data-sheets-value='{"1":3,"3":20}' style="border-right:1px solid #000000;overflow:hidden;padding:0px 3px 0px 3px;vertical-align:bottom;text-align:center;">20</td> </tr> <tr style="height:20px;"> <td style="border-left:1px solid #000000;overflow:hidden;padding:0px 3px 0px 3px;vertical-align:bottom;font-weight:bold;"></td> <td data-sheets-value='{"1":2,"2":"Triple-walled"}' style="overflow:hidden;padding:0px 3px 0px 3px;vertical-align:bottom;font-weight:bold;">Triple-walled</td> <td data-sheets-value='{"1":2,"2":"Clear (H/H/H)"}' style="border-right:1px solid #000000;overflow:hidden;padding:0px 3px 0px 3px;vertical-align:bottom;font-weight:bold;">Clear (H/H/H)</td> <td data-sheets-numberformat='{"1":2,"2":"0.00","3":1}' data-sheets-value='{"1":3,"3":1.7}' style="overflow:hidden;padding:0px 3px 0px 3px;vertical-align:bottom;text-align:center;">1.70</td> <td data-sheets-numberformat='{"1":2,"2":"0","3":1}' data-sheets-value='{"1":3,"3":73}' style="overflow:hidden;padding:0px 3px 0px 3px;vertical-align:bottom;text-align:center;">73</td> <td data-sheets-numberformat='{"1":2,"2":"0","3":1}' data-sheets-value='{"1":3,"3":65}' style="overflow:hidden;padding:0px 3px 0px 3px;vertical-align:bottom;text-align:center;">65</td> <td data-sheets-numberformat='{"1":2,"2":"0","3":1}' data-sheets-value='{"1":3,"3":22}' style="border-right:1px solid #000000;overflow:hidden;padding:0px 3px 0px 3px;vertical-align:bottom;text-align:center;">22</td> </tr> <tr style="height:20px;"> <td style="border-left:1px solid #000000;overflow:hidden;padding:0px 3px 0px 3px;vertical-align:bottom;font-weight:bold;"></td> <td data-sheets-value='{"1":2,"2":"Triple-walled"}' style="overflow:hidden;padding:0px 3px 0px 3px;vertical-align:bottom;font-weight:bold;">Triple-walled</td> <td data-sheets-value='{"1":2,"2":"Opal (O/H/O)"}' style="border-right:1px solid #000000;overflow:hidden;padding:0px 3px 0px 3px;vertical-align:bottom;font-weight:bold;">Opal (O/H/O)</td> <td data-sheets-numberformat='{"1":2,"2":"0.00","3":1}' data-sheets-value='{"1":3,"3":1.7}' style="overflow:hidden;padding:0px 3px 0px 3px;vertical-align:bottom;text-align:center;">1.70</td> <td data-sheets-numberformat='{"1":2,"2":"0","3":1}' data-sheets-value='{"1":3,"3":62}' style="overflow:hidden;padding:0px 3px 0px 3px;vertical-align:bottom;text-align:center;">62</td> <td data-sheets-numberformat='{"1":2,"2":"0","3":1}' data-sheets-value='{"1":3,"3":51}' style="overflow:hidden;padding:0px 3px 0px 3px;vertical-align:bottom;text-align:center;">51</td> <td data-sheets-numberformat='{"1":2,"2":"0","3":1}' data-sheets-value='{"1":3,"3":22}' style="border-right:1px solid #000000;overflow:hidden;padding:0px 3px 0px 3px;vertical-align:bottom;text-align:center;">22</td> </tr> <tr style="height:20px;"> <td style="border-left:1px solid #000000;overflow:hidden;padding:0px 3px 0px 3px;vertical-align:bottom;font-weight:bold;"></td> <td data-sheets-value='{"1":2,"2":"Four-walled"}' style="overflow:hidden;padding:0px 3px 0px 3px;vertical-align:bottom;font-weight:bold;">Four-walled</td> <td data-sheets-value='{"1":2,"2":"Clear (H/H/H/H)"}' style="border-right:1px solid #000000;overflow:hidden;padding:0px 3px 0px 3px;vertical-align:bottom;font-weight:bold;">Clear (H/H/H/H)</td> <td data-sheets-numberformat='{"1":2,"2":"0.00","3":1}' data-sheets-value='{"1":3,"3":1.28}' style="overflow:hidden;padding:0px 3px 0px 3px;vertical-align:bottom;text-align:center;">1.28</td> <td data-sheets-numberformat='{"1":2,"2":"0","3":1}' data-sheets-value='{"1":3,"3":64}' style="overflow:hidden;padding:0px 3px 0px 3px;vertical-align:bottom;text-align:center;">64</td> <td data-sheets-numberformat='{"1":2,"2":"0","3":1}' data-sheets-value='{"1":3,"3":54}' style="overflow:hidden;padding:0px 3px 0px 3px;vertical-align:bottom;text-align:center;">54</td> <td data-sheets-numberformat='{"1":2,"2":"0","3":1}' data-sheets-value='{"1":3,"3":23}' style="border-right:1px solid #000000;overflow:hidden;padding:0px 3px 0px 3px;vertical-align:bottom;text-align:center;">23</td> </tr> <tr style="height:20px;"> <td style="border-bottom:1px solid #000000;border-left:1px solid #000000;overflow:hidden;padding:0px 3px 0px 3px;vertical-align:bottom;"></td> <td data-sheets-value='{"1":2,"2":"Four-walled"}' style="border-bottom:1px solid #000000;overflow:hidden;padding:0px 3px 0px 3px;vertical-align:bottom;font-weight:bold;">Four-walled</td> <td data-sheets-value='{"1":2,"2":"Opal (H/H/O/H)"}' style="border-right:1px solid #000000;border-bottom:1px solid #000000;overflow:hidden;padding:0px 3px 0px 3px;vertical-align:bottom;font-weight:bold;">Opal (H/H/O/H)</td> <td data-sheets-numberformat='{"1":2,"2":"0.00","3":1}' data-sheets-value='{"1":3,"3":1.28}' style="border-bottom:1px solid #000000;overflow:hidden;padding:0px 3px 0px 3px;vertical-align:bottom;text-align:center;">1.28</td> <td data-sheets-numberformat='{"1":2,"2":"0","3":1}' data-sheets-value='{"1":3,"3":59}' style="border-bottom:1px solid #000000;overflow:hidden;padding:0px 3px 0px 3px;vertical-align:bottom;text-align:center;">59</td> <td data-sheets-numberformat='{"1":2,"2":"0","3":1}' data-sheets-value='{"1":3,"3":48}' style="border-bottom:1px solid #000000;overflow:hidden;padding:0px 3px 0px 3px;vertical-align:bottom;text-align:center;">48</td> <td data-sheets-numberformat='{"1":2,"2":"0","3":1}' data-sheets-value='{"1":3,"3":23}' style="border-right:1px solid #000000;border-bottom:1px solid #000000;overflow:hidden;padding:0px 3px 0px 3px;vertical-align:bottom;text-align:center;">23</td> </tr> <tr style="height:20px;"> <td data-sheets-value='{"1":2,"2":"Polycarbonate "}' style="border-left:1px solid #000000;overflow:hidden;padding:0px 3px 0px 3px;vertical-align:bottom;font-weight:bold;">Polycarbonate </td> <td data-sheets-value='{"1":2,"2":"Single-walled"}' style="overflow:hidden;padding:0px 3px 0px 3px;vertical-align:bottom;font-weight:bold;">Single-walled</td> <td data-sheets-value='{"1":2,"2":"Clear (A)"}' style="border-right:1px solid #000000;overflow:hidden;padding:0px 3px 0px 3px;vertical-align:bottom;font-weight:bold;">Clear (A)</td> <td data-sheets-numberformat='{"1":2,"2":"0.00","3":1}' data-sheets-value='{"1":3,"3":5.17}' style="overflow:hidden;padding:0px 3px 0px 3px;vertical-align:bottom;text-align:center;">5.17</td> <td data-sheets-numberformat='{"1":2,"2":"0","3":1}' data-sheets-value='{"1":3,"3":88}' style="overflow:hidden;padding:0px 3px 0px 3px;vertical-align:bottom;text-align:center;">88</td> <td data-sheets-numberformat='{"1":2,"2":"0","3":1}' data-sheets-value='{"1":3,"3":83}' style="overflow:hidden;padding:0px 3px 0px 3px;vertical-align:bottom;text-align:center;">83</td> <td data-sheets-numberformat='{"1":2,"2":"0","3":1}' data-sheets-value='{"1":2,"2":"-"}' style="border-right:1px solid #000000;overflow:hidden;padding:0px 3px 0px 3px;vertical-align:bottom;text-align:center;">-</td> </tr> <tr style="height:20px;"> <td data-sheets-value='{"1":2,"2":"PC"}' style="border-left:1px solid #000000;overflow:hidden;padding:0px 3px 0px 3px;vertical-align:bottom;font-weight:bold;">PC</td> <td data-sheets-value='{"1":2,"2":"Single-walled"}' style="overflow:hidden;padding:0px 3px 0px 3px;vertical-align:bottom;font-weight:bold;">Single-walled</td> <td data-sheets-value='{"1":2,"2":"Opal (D)"}' style="border-right:1px solid #000000;overflow:hidden;padding:0px 3px 0px 3px;vertical-align:bottom;font-weight:bold;">Opal (D)</td> <td data-sheets-numberformat='{"1":2,"2":"0.00","3":1}' data-sheets-value='{"1":3,"3":5.17}' style="overflow:hidden;padding:0px 3px 0px 3px;vertical-align:bottom;text-align:center;">5.17</td> <td data-sheets-numberformat='{"1":2,"2":"0","3":1}' data-sheets-value='{"1":3,"3":58}' style="overflow:hidden;padding:0px 3px 0px 3px;vertical-align:bottom;text-align:center;">58</td> <td data-sheets-numberformat='{"1":2,"2":"0","3":1}' data-sheets-value='{"1":3,"3":60}' style="overflow:hidden;padding:0px 3px 0px 3px;vertical-align:bottom;text-align:center;">60</td> <td data-sheets-numberformat='{"1":2,"2":"0","3":1}' data-sheets-value='{"1":2,"2":"-"}' style="border-right:1px solid #000000;overflow:hidden;padding:0px 3px 0px 3px;vertical-align:bottom;text-align:center;">-</td> </tr> <tr style="height:20px;"> <td style="border-left:1px solid #000000;overflow:hidden;padding:0px 3px 0px 3px;vertical-align:bottom;font-weight:bold;"></td> <td data-sheets-value='{"1":2,"2":"Double-walled"}' style="overflow:hidden;padding:0px 3px 0px 3px;vertical-align:bottom;font-weight:bold;">Double-walled</td> <td data-sheets-value='{"1":2,"2":"Clear (A/H)"}' style="border-right:1px solid #000000;overflow:hidden;padding:0px 3px 0px 3px;vertical-align:bottom;font-weight:bold;">Clear (A/H)</td> <td data-sheets-numberformat='{"1":2,"2":"0.00","3":1}' data-sheets-value='{"1":3,"3":2.9}' style="overflow:hidden;padding:0px 3px 0px 3px;vertical-align:bottom;text-align:center;">2.90</td> <td data-sheets-numberformat='{"1":2,"2":"0","3":1}' data-sheets-value='{"1":3,"3":79}' style="overflow:hidden;padding:0px 3px 0px 3px;vertical-align:bottom;text-align:center;">79</td> <td data-sheets-numberformat='{"1":2,"2":"0","3":1}' data-sheets-value='{"1":3,"3":72}' style="overflow:hidden;padding:0px 3px 0px 3px;vertical-align:bottom;text-align:center;">72</td> <td data-sheets-numberformat='{"1":2,"2":"0","3":1}' data-sheets-value='{"1":3,"3":20}' style="border-right:1px solid #000000;overflow:hidden;padding:0px 3px 0px 3px;vertical-align:bottom;text-align:center;">20</td> </tr> <tr style="height:20px;"> <td style="border-left:1px solid #000000;overflow:hidden;padding:0px 3px 0px 3px;vertical-align:bottom;font-weight:bold;"></td> <td data-sheets-value='{"1":2,"2":"Double-walled"}' style="overflow:hidden;padding:0px 3px 0px 3px;vertical-align:bottom;font-weight:bold;">Double-walled</td> <td data-sheets-value='{"1":2,"2":"Clear (A/A)"}' style="border-right:1px solid #000000;overflow:hidden;padding:0px 3px 0px 3px;vertical-align:bottom;font-weight:bold;">Clear (A/A)</td> <td data-sheets-numberformat='{"1":2,"2":"0.00","3":1}' data-sheets-value='{"1":3,"3":2.9}' style="overflow:hidden;padding:0px 3px 0px 3px;vertical-align:bottom;text-align:center;">2.90</td> <td data-sheets-numberformat='{"1":2,"2":"0","3":1}' data-sheets-value='{"1":3,"3":77}' style="overflow:hidden;padding:0px 3px 0px 3px;vertical-align:bottom;text-align:center;">77</td> <td data-sheets-numberformat='{"1":2,"2":"0","3":1}' data-sheets-value='{"1":3,"3":69}' style="overflow:hidden;padding:0px 3px 0px 3px;vertical-align:bottom;text-align:center;">69</td> <td data-sheets-numberformat='{"1":2,"2":"0","3":1}' data-sheets-value='{"1":3,"3":20}' style="border-right:1px solid #000000;overflow:hidden;padding:0px 3px 0px 3px;vertical-align:bottom;text-align:center;">20</td> </tr> <tr style="height:20px;"> <td style="border-left:1px solid #000000;overflow:hidden;padding:0px 3px 0px 3px;vertical-align:bottom;font-weight:bold;"></td> <td data-sheets-value='{"1":2,"2":"Double-walled"}' style="overflow:hidden;padding:0px 3px 0px 3px;vertical-align:bottom;font-weight:bold;">Double-walled</td> <td data-sheets-value='{"1":2,"2":"Opal (A/O)"}' style="border-right:1px solid #000000;overflow:hidden;padding:0px 3px 0px 3px;vertical-align:bottom;font-weight:bold;">Opal (A/O)</td> <td data-sheets-numberformat='{"1":2,"2":"0.00","3":1}' data-sheets-value='{"1":3,"3":2.9}' style="overflow:hidden;padding:0px 3px 0px 3px;vertical-align:bottom;text-align:center;">2.90</td> <td data-sheets-numberformat='{"1":2,"2":"0","3":1}' data-sheets-value='{"1":3,"3":73}' style="overflow:hidden;padding:0px 3px 0px 3px;vertical-align:bottom;text-align:center;">73</td> <td data-sheets-numberformat='{"1":2,"2":"0","3":1}' data-sheets-value='{"1":3,"3":63}' style="overflow:hidden;padding:0px 3px 0px 3px;vertical-align:bottom;text-align:center;">63</td> <td data-sheets-numberformat='{"1":2,"2":"0","3":1}' data-sheets-value='{"1":3,"3":20}' style="border-right:1px solid #000000;overflow:hidden;padding:0px 3px 0px 3px;vertical-align:bottom;text-align:center;">20</td> </tr> <tr style="height:20px;"> <td style="border-left:1px solid #000000;overflow:hidden;padding:0px 3px 0px 3px;vertical-align:bottom;font-weight:bold;"></td> <td data-sheets-value='{"1":2,"2":"Double-walled"}' style="overflow:hidden;padding:0px 3px 0px 3px;vertical-align:bottom;font-weight:bold;">Double-walled</td> <td data-sheets-value='{"1":2,"2":"Opal (A/D)"}' style="border-right:1px solid #000000;overflow:hidden;padding:0px 3px 0px 3px;vertical-align:bottom;font-weight:bold;">Opal (A/D)</td> <td data-sheets-numberformat='{"1":2,"2":"0.00","3":1}' data-sheets-value='{"1":3,"3":2.9}' style="overflow:hidden;padding:0px 3px 0px 3px;vertical-align:bottom;text-align:center;">2.90</td> <td data-sheets-numberformat='{"1":2,"2":"0","3":1}' data-sheets-value='{"1":3,"3":51}' style="overflow:hidden;padding:0px 3px 0px 3px;vertical-align:bottom;text-align:center;">51</td> <td data-sheets-numberformat='{"1":2,"2":"0","3":1}' data-sheets-value='{"1":3,"3":50}' style="overflow:hidden;padding:0px 3px 0px 3px;vertical-align:bottom;text-align:center;">50</td> <td data-sheets-numberformat='{"1":2,"2":"0","3":1}' data-sheets-value='{"1":3,"3":20}' style="border-right:1px solid #000000;overflow:hidden;padding:0px 3px 0px 3px;vertical-align:bottom;text-align:center;">20</td> </tr> <tr style="height:20px;"> <td style="border-left:1px solid #000000;overflow:hidden;padding:0px 3px 0px 3px;vertical-align:bottom;font-weight:bold;"></td> <td data-sheets-value='{"1":2,"2":"Triple-walled"}' style="overflow:hidden;padding:0px 3px 0px 3px;vertical-align:bottom;font-weight:bold;">Triple-walled</td> <td data-sheets-value='{"1":2,"2":"Clear (A/H/H)"}' style="border-right:1px solid #000000;overflow:hidden;padding:0px 3px 0px 3px;vertical-align:bottom;font-weight:bold;">Clear (A/H/H)</td> <td data-sheets-numberformat='{"1":2,"2":"0.00","3":1}' data-sheets-value='{"1":3,"3":1.7}' style="overflow:hidden;padding:0px 3px 0px 3px;vertical-align:bottom;text-align:center;">1.70</td> <td data-sheets-numberformat='{"1":2,"2":"0","3":1}' data-sheets-value='{"1":3,"3":71}' style="overflow:hidden;padding:0px 3px 0px 3px;vertical-align:bottom;text-align:center;">71</td> <td data-sheets-numberformat='{"1":2,"2":"0","3":1}' data-sheets-value='{"1":3,"3":63}' style="overflow:hidden;padding:0px 3px 0px 3px;vertical-align:bottom;text-align:center;">63</td> <td data-sheets-numberformat='{"1":2,"2":"0","3":1}' data-sheets-value='{"1":3,"3":22}' style="border-right:1px solid #000000;overflow:hidden;padding:0px 3px 0px 3px;vertical-align:bottom;text-align:center;">22</td> </tr> <tr style="height:20px;"> <td style="border-left:1px solid #000000;overflow:hidden;padding:0px 3px 0px 3px;vertical-align:bottom;font-weight:bold;"></td> <td data-sheets-value='{"1":2,"2":"Triple-walled"}' style="overflow:hidden;padding:0px 3px 0px 3px;vertical-align:bottom;font-weight:bold;">Triple-walled</td> <td data-sheets-value='{"1":2,"2":"Opal (A/O/O)"}' style="border-right:1px solid #000000;overflow:hidden;padding:0px 3px 0px 3px;vertical-align:bottom;font-weight:bold;">Opal (A/O/O)</td> <td data-sheets-numberformat='{"1":2,"2":"0.00","3":1}' data-sheets-value='{"1":3,"3":1.7}' style="overflow:hidden;padding:0px 3px 0px 3px;vertical-align:bottom;text-align:center;">1.70</td> <td data-sheets-numberformat='{"1":2,"2":"0","3":1}' data-sheets-value='{"1":3,"3":61}' style="overflow:hidden;padding:0px 3px 0px 3px;vertical-align:bottom;text-align:center;">61</td> <td data-sheets-numberformat='{"1":2,"2":"0","3":1}' data-sheets-value='{"1":3,"3":48}' style="overflow:hidden;padding:0px 3px 0px 3px;vertical-align:bottom;text-align:center;">48</td> <td data-sheets-numberformat='{"1":2,"2":"0","3":1}' data-sheets-value='{"1":3,"3":22}' style="border-right:1px solid #000000;overflow:hidden;padding:0px 3px 0px 3px;vertical-align:bottom;text-align:center;">22</td> </tr> <tr style="height:20px;"> <td style="border-left:1px solid #000000;overflow:hidden;padding:0px 3px 0px 3px;vertical-align:bottom;font-weight:bold;"></td> <td data-sheets-value='{"1":2,"2":"Four-walled"}' style="overflow:hidden;padding:0px 3px 0px 3px;vertical-align:bottom;font-weight:bold;">Four-walled</td> <td data-sheets-value='{"1":2,"2":"Clear (A/H/H/H)"}' style="border-right:1px solid #000000;overflow:hidden;padding:0px 3px 0px 3px;vertical-align:bottom;font-weight:bold;">Clear (A/H/H/H)</td> <td data-sheets-numberformat='{"1":2,"2":"0.00","3":1}' data-sheets-value='{"1":3,"3":1.28}' style="overflow:hidden;padding:0px 3px 0px 3px;vertical-align:bottom;text-align:center;">1.28</td> <td data-sheets-numberformat='{"1":2,"2":"0","3":1}' data-sheets-value='{"1":3,"3":64}' style="overflow:hidden;padding:0px 3px 0px 3px;vertical-align:bottom;text-align:center;">64</td> <td data-sheets-numberformat='{"1":2,"2":"0","3":1}' data-sheets-value='{"1":3,"3":52}' style="overflow:hidden;padding:0px 3px 0px 3px;vertical-align:bottom;text-align:center;">52</td> <td data-sheets-numberformat='{"1":2,"2":"0","3":1}' data-sheets-value='{"1":3,"3":23}' style="border-right:1px solid #000000;overflow:hidden;padding:0px 3px 0px 3px;vertical-align:bottom;text-align:center;">23</td> </tr> <tr style="height:20px;"> <td style="border-bottom:1px solid #000000;border-left:1px solid #000000;overflow:hidden;padding:0px 3px 0px 3px;vertical-align:bottom;"></td> <td data-sheets-value='{"1":2,"2":"Four-walled"}' style="border-bottom:1px solid #000000;overflow:hidden;padding:0px 3px 0px 3px;vertical-align:bottom;font-weight:bold;">Four-walled</td> <td data-sheets-value='{"1":2,"2":"Opal (A/H/O/H)"}' style="border-right:1px solid #000000;border-bottom:1px solid #000000;overflow:hidden;padding:0px 3px 0px 3px;vertical-align:bottom;font-weight:bold;">Opal (A/H/O/H)</td> <td data-sheets-numberformat='{"1":2,"2":"0.00","3":1}' data-sheets-value='{"1":3,"3":1.28}' style="border-bottom:1px solid #000000;overflow:hidden;padding:0px 3px 0px 3px;vertical-align:bottom;text-align:center;">1.28</td> <td data-sheets-numberformat='{"1":2,"2":"0","3":1}' data-sheets-value='{"1":3,"3":59}' style="border-bottom:1px solid #000000;overflow:hidden;padding:0px 3px 0px 3px;vertical-align:bottom;text-align:center;">59</td> <td data-sheets-numberformat='{"1":2,"2":"0","3":1}' data-sheets-value='{"1":3,"3":46}' style="border-bottom:1px solid #000000;overflow:hidden;padding:0px 3px 0px 3px;vertical-align:bottom;text-align:center;">46</td> <td data-sheets-numberformat='{"1":2,"2":"0","3":1}' data-sheets-value='{"1":3,"3":23}' style="border-right:1px solid #000000;border-bottom:1px solid #000000;overflow:hidden;padding:0px 3px 0px 3px;vertical-align:bottom;text-align:center;">23</td> </tr> <tr style="height:20px;"> <td data-sheets-value='{"1":2,"2":"Polycarbonate"}' style="border-left:1px solid #000000;overflow:hidden;padding:0px 3px 0px 3px;vertical-align:bottom;font-weight:bold;">Polycarbonate</td> <td data-sheets-value='{"1":2,"2":"Single-walled"}' style="overflow:hidden;padding:0px 3px 0px 3px;vertical-align:bottom;font-weight:bold;">Single-walled</td> <td data-sheets-value='{"1":2,"2":"Heatstop Opal (T)"}' style="border-right:1px solid #000000;overflow:hidden;padding:0px 3px 0px 3px;vertical-align:bottom;font-weight:bold;">Heatstop Opal (T)</td> <td data-sheets-numberformat='{"1":2,"2":"0.00","3":1}' data-sheets-value='{"1":3,"3":5.17}' style="overflow:hidden;padding:0px 3px 0px 3px;vertical-align:bottom;text-align:center;">5.17</td> <td data-sheets-numberformat='{"1":2,"2":"0","3":1}' data-sheets-value='{"1":3,"3":49}' style="overflow:hidden;padding:0px 3px 0px 3px;vertical-align:bottom;text-align:center;">49</td> <td data-sheets-numberformat='{"1":2,"2":"0","3":1}' data-sheets-value='{"1":3,"3":59}' style="overflow:hidden;padding:0px 3px 0px 3px;vertical-align:bottom;text-align:center;">59</td> <td data-sheets-numberformat='{"1":2,"2":"0","3":1}' data-sheets-value='{"1":2,"2":"-"}' style="border-right:1px solid #000000;overflow:hidden;padding:0px 3px 0px 3px;vertical-align:bottom;text-align:center;">-</td> </tr> <tr style="height:20px;"> <td data-sheets-value='{"1":2,"2":"Heatstop PC"}' style="border-left:1px solid #000000;overflow:hidden;padding:0px 3px 0px 3px;vertical-align:bottom;font-weight:bold;">Heatstop PC</td> <td data-sheets-value='{"1":2,"2":"Double-walled"}' style="overflow:hidden;padding:0px 3px 0px 3px;vertical-align:bottom;font-weight:bold;">Double-walled</td> <td data-sheets-value='{"1":2,"2":"Clear (T/H)"}' style="border-right:1px solid #000000;overflow:hidden;padding:0px 3px 0px 3px;vertical-align:bottom;font-weight:bold;">Clear (T/H)</td> <td data-sheets-numberformat='{"1":2,"2":"0.00","3":1}' data-sheets-value='{"1":3,"3":2.9}' style="overflow:hidden;padding:0px 3px 0px 3px;vertical-align:bottom;text-align:center;">2.90</td> <td data-sheets-numberformat='{"1":2,"2":"0","3":1}' data-sheets-value='{"1":3,"3":44}' style="overflow:hidden;padding:0px 3px 0px 3px;vertical-align:bottom;text-align:center;">44</td> <td data-sheets-numberformat='{"1":2,"2":"0","3":1}' data-sheets-value='{"1":3,"3":51}' style="overflow:hidden;padding:0px 3px 0px 3px;vertical-align:bottom;text-align:center;">51</td> <td data-sheets-numberformat='{"1":2,"2":"0","3":1}' data-sheets-value='{"1":3,"3":20}' style="border-right:1px solid #000000;overflow:hidden;padding:0px 3px 0px 3px;vertical-align:bottom;text-align:center;">20</td> </tr> <tr style="height:20px;"> <td style="border-left:1px solid #000000;overflow:hidden;padding:0px 3px 0px 3px;vertical-align:bottom;font-weight:bold;"></td> <td data-sheets-value='{"1":2,"2":"Double-walled"}' style="overflow:hidden;padding:0px 3px 0px 3px;vertical-align:bottom;font-weight:bold;">Double-walled</td> <td data-sheets-value='{"1":2,"2":"Opal (T/O)"}' style="border-right:1px solid #000000;overflow:hidden;padding:0px 3px 0px 3px;vertical-align:bottom;font-weight:bold;">Opal (T/O)</td> <td data-sheets-numberformat='{"1":2,"2":"0.00","3":1}' data-sheets-value='{"1":3,"3":2.9}' style="overflow:hidden;padding:0px 3px 0px 3px;vertical-align:bottom;text-align:center;">2.90</td> <td data-sheets-numberformat='{"1":2,"2":"0","3":1}' data-sheets-value='{"1":3,"3":41}' style="overflow:hidden;padding:0px 3px 0px 3px;vertical-align:bottom;text-align:center;">41</td> <td data-sheets-numberformat='{"1":2,"2":"0","3":1}' data-sheets-value='{"1":3,"3":45}' style="overflow:hidden;padding:0px 3px 0px 3px;vertical-align:bottom;text-align:center;">45</td> <td data-sheets-numberformat='{"1":2,"2":"0","3":1}' data-sheets-value='{"1":3,"3":20}' style="border-right:1px solid #000000;overflow:hidden;padding:0px 3px 0px 3px;vertical-align:bottom;text-align:center;">20</td> </tr> <tr style="height:20px;"> <td style="border-left:1px solid #000000;overflow:hidden;padding:0px 3px 0px 3px;vertical-align:bottom;font-weight:bold;"></td> <td data-sheets-value='{"1":2,"2":"Triple-walled"}' style="overflow:hidden; | skylux-160-ce-met-koepel-en-polyester-opstand-30-20-met-lm-motor-1000-x-1900-mm | 8586010591565 | 46872306778445
Smoke and heat exhaust (SHEV) | SHE system | Skylux | Skylux 160° CE with skylight and polyester curb 30/20 with LM-actuator 1000 x 2000 mm |  | 35210 | 5412970352105 | 4973.1 | Yes | 30-45 | 66.95 | 1000 x 2000 mm | 2000 | 1000 |  | polyester 30/20 (30 cm high & roof opening = 20 cm larger than daylight size) | Rectangular | 5.17 W/m²K - 1.28 W/m²K | 87% - 32% | 90% - 32% | 20dB - 23dB | 160° CE (for industry) | skylight | without spoiler | E | Single actuator | Maximum four-walled skylight possible for this product | Ut-value LT-value g-value Rw-value EN 1873 : 2014 EN ISO 13468 EN 16153 EN 410 EN 410 EN ISO 140-3 Material Walls Shells (W/m²K) (%) (%) (dB) Acrylic Single-walled Clear (H) 5.17 90 87 - PMMA Single-walled Opal (O) 5.17 83 76 - Double-walled Clear (H/H) 2.90 81 75 20 Double-walled Opal (O/O) 2.90 69 58 20 Triple-walled Clear (H/H/H) 1.70 73 65 22 Triple-walled Opal (O/H/O) 1.70 62 51 22 Four-walled Clear (H/H/H/H) 1.28 64 54 23 Four-walled Opal (H/H/O/H) 1.28 59 48 23 Polycarbonate Single-walled Clear (A) 5.17 88 83 - PC Single-walled Opal (D) 5.17 58 60 - Double-walled Clear (A/H) 2.90 79 72 20 Double-walled Clear (A/A) 2.90 77 69 20 Double-walled Opal (A/O) 2.90 73 63 20 Double-walled Opal (A/D) 2.90 51 50 20 Triple-walled Clear (A/H/H) 1.70 71 63 22 Triple-walled Opal (A/O/O) 1.70 61 48 22 Four-walled Clear (A/H/H/H) 1.28 64 52 23 Four-walled Opal (A/H/O/H) 1.28 59 46 23 Polycarbonate Single-walled Heatstop Opal (T) 5.17 49 59 - Heatstop PC Double-walled Clear (T/H) 2.90 44 51 20 Double-walled Opal (T/O) 2.90 41 45 20 Triple-walled Clear (T/H/H) 1.70 40 <td data-sheets-numberformat='{"1":2,"2":"0","3":1}' data-sheets-value='{"1":3,"3":44}' style="overflow:hidden;paddin | https://skylux.eu/en/products/skylux-160-ce-met-koepel-en-polyester-opstand-30-20-met-lm-motor-1000-x-2000-mm | https://skylux.eu/cdn/shop/files/Skylux-160deg-CE-met-koepel-en-polyester-opstand-3020-met-LM-motor-1000-x-2000-mm-RWA-systeem.jpg?v=1702977923&width=1600 | https://skylux.eu/cdn/shop/files/e5a82811-1bb0-48e4-a776-cacb59c7c092_e8c01e29-551a-43f2-91b8-769dce9ad1a6.jpg?v=1688550507&width=1600 | //skylux.eu/cdn/shop/files/E_MH_Mounting_instructions_Skylux_160_CE_LM.pdf?v=12406716259046007223 | //skylux.eu/cdn/shop/files/E_TD_Technical_File_Skylux_Skylux_160_CE_Electric.pdf?v=3667116872303399239 | <style type="text/css" id="isPasted"> <!--td { border: 1px solid #cccccc; } br { mso-data-placement: same-cell; } --> </style> <table border="1" cellpadding="0" cellspacing="0" dir="ltr" style="table-layout:fixed;font-size:10pt;font-family:Arial;border-collapse:collapse;border:none;"><tbody> <tr style="height:20px;"> <td style="overflow:hidden;padding:0px 3px 0px 3px;vertical-align:bottom;"></td> <td style="overflow:hidden;padding:0px 3px 0px 3px;vertical-align:bottom;"></td> <td style="overflow:hidden;padding:0px 3px 0px 3px;vertical-align:bottom;"></td> <td data-sheets-value='{"1":2,"2":"Ut-value"}' style="overflow:hidden;padding:0px 3px 0px 3px;vertical-align:bottom;font-weight:bold;text-align:center;">Ut-value</td> <td data-sheets-value='{"1":2,"2":"LT-value"}' style="overflow:hidden;padding:0px 3px 0px 3px;vertical-align:bottom;font-weight:bold;text-align:center;">LT-value</td> <td data-sheets-value='{"1":2,"2":"g-value"}' style="overflow:hidden;padding:0px 3px 0px 3px;vertical-align:bottom;font-weight:bold;text-align:center;">g-value</td> <td data-sheets-value='{"1":2,"2":"Rw-value "}' style="overflow:hidden;padding:0px 3px 0px 3px;vertical-align:bottom;font-weight:bold;text-align:center;">Rw-value </td> </tr> <tr style="height:20px;"> <td style="overflow:hidden;padding:0px 3px 0px 3px;vertical-align:bottom;"></td> <td style="overflow:hidden;padding:0px 3px 0px 3px;vertical-align:bottom;"></td> <td style="overflow:hidden;padding:0px 3px 0px 3px;vertical-align:bottom;"></td> <td data-sheets-numberformat='{"1":2,"2":"0.00","3":1}' data-sheets-value='{"1":2,"2":"EN 1873 : 2014"}' style="overflow:hidden;padding:0px 3px 0px 3px;vertical-align:bottom;text-align:center;">EN 1873 : 2014</td> <td data-sheets-numberformat='{"1":2,"2":"0","3":1}' data-sheets-value='{"1":2,"2":"EN ISO 13468 EN 16153 EN 410"}' style="overflow:hidden;padding:0px 3px 0px 3px;vertical-align:bottom;text-align:center;">EN ISO 13468 EN 16153 EN 410</td> <td data-sheets-numberformat='{"1":2,"2":"0","3":1}' data-sheets-value='{"1":2,"2":"EN 410"}' style="overflow:hidden;padding:0px 3px 0px 3px;vertical-align:bottom;text-align:center;">EN 410</td> <td data-sheets-value='{"1":2,"2":"EN ISO 140-3\t\t"}' style="overflow:hidden;padding:0px 3px 0px 3px;vertical-align:bottom;text-align:center;">EN ISO 140-3 </td> </tr> <tr style="height:20px;"> <td data-sheets-value='{"1":2,"2":"Material"}' style="border-bottom:1px solid #000000;overflow:hidden;padding:0px 3px 0px 3px;vertical-align:bottom;background-color:#000000;font-weight:bold;color:#ffffff;">Material</td> <td data-sheets-value='{"1":2,"2":"Walls"}' style="border-bottom:1px solid #000000;overflow:hidden;padding:0px 3px 0px 3px;vertical-align:bottom;background-color:#000000;font-weight:bold;color:#ffffff;">Walls</td> <td data-sheets-value='{"1":2,"2":"Shells"}' style="border-bottom:1px solid #000000;overflow:hidden;padding:0px 3px 0px 3px;vertical-align:bottom;background-color:#000000;font-weight:bold;color:#ffffff;">Shells</td> <td data-sheets-numberformat='{"1":2,"2":"0.00","3":1}' data-sheets-value='{"1":2,"2":"(W/m²K)\t"}' style="border-bottom:1px solid #000000;overflow:hidden;padding:0px 3px 0px 3px;vertical-align:bottom;background-color:#000000;font-weight:bold;color:#ffffff;text-align:center;">(W/m²K) </td> <td data-sheets-numberformat='{"1":2,"2":"0","3":1}' data-sheets-value='{"1":2,"2":"(%)"}' style="border-bottom:1px solid #000000;overflow:hidden;padding:0px 3px 0px 3px;vertical-align:bottom;background-color:#000000;font-weight:bold;color:#ffffff;text-align:center;">(%)</td> <td data-sheets-numberformat='{"1":2,"2":"0","3":1}' data-sheets-value='{"1":2,"2":"(%)"}' style="border-bottom:1px solid #000000;overflow:hidden;padding:0px 3px 0px 3px;vertical-align:bottom;background-color:#000000;font-weight:bold;color:#ffffff;text-align:center;">(%)</td> <td data-sheets-value='{"1":2,"2":"(dB)"}' style="border-bottom:1px solid #000000;overflow:hidden;padding:0px 3px 0px 3px;vertical-align:bottom;background-color:#000000;font-weight:bold;color:#ffffff;text-align:center;">(dB)</td> </tr> <tr style="height:20px;"> <td data-sheets-value='{"1":2,"2":"Acrylic"}' style="border-left:1px solid #000000;overflow:hidden;padding:0px 3px 0px 3px;vertical-align:bottom;font-weight:bold;">Acrylic</td> <td data-sheets-value='{"1":2,"2":"Single-walled"}' style="overflow:hidden;padding:0px 3px 0px 3px;vertical-align:bottom;font-weight:bold;">Single-walled</td> <td data-sheets-value='{"1":2,"2":"Clear (H)"}' style="border-right:1px solid #000000;overflow:hidden;padding:0px 3px 0px 3px;vertical-align:bottom;font-weight:bold;">Clear (H)</td> <td data-sheets-numberformat='{"1":2,"2":"0.00","3":1}' data-sheets-value='{"1":3,"3":5.17}' style="overflow:hidden;padding:0px 3px 0px 3px;vertical-align:bottom;text-align:center;">5.17</td> <td data-sheets-numberformat='{"1":2,"2":"0","3":1}' data-sheets-value='{"1":3,"3":90}' style="overflow:hidden;padding:0px 3px 0px 3px;vertical-align:bottom;text-align:center;">90</td> <td data-sheets-numberformat='{"1":2,"2":"0","3":1}' data-sheets-value='{"1":3,"3":87}' style="overflow:hidden;padding:0px 3px 0px 3px;vertical-align:bottom;text-align:center;">87</td> <td data-sheets-numberformat='{"1":2,"2":"0","3":1}' data-sheets-value='{"1":2,"2":"-"}' style="border-right:1px solid #000000;overflow:hidden;padding:0px 3px 0px 3px;vertical-align:bottom;text-align:center;">-</td> </tr> <tr style="height:20px;"> <td data-sheets-value='{"1":2,"2":"PMMA"}' style="border-left:1px solid #000000;overflow:hidden;padding:0px 3px 0px 3px;vertical-align:bottom;font-weight:bold;">PMMA</td> <td data-sheets-value='{"1":2,"2":"Single-walled"}' style="overflow:hidden;padding:0px 3px 0px 3px;vertical-align:bottom;font-weight:bold;">Single-walled</td> <td data-sheets-value='{"1":2,"2":"Opal (O)"}' style="border-right:1px solid #000000;overflow:hidden;padding:0px 3px 0px 3px;vertical-align:bottom;font-weight:bold;">Opal (O)</td> <td data-sheets-numberformat='{"1":2,"2":"0.00","3":1}' data-sheets-value='{"1":3,"3":5.17}' style="overflow:hidden;padding:0px 3px 0px 3px;vertical-align:bottom;text-align:center;">5.17</td> <td data-sheets-numberformat='{"1":2,"2":"0","3":1}' data-sheets-value='{"1":3,"3":83}' style="overflow:hidden;padding:0px 3px 0px 3px;vertical-align:bottom;text-align:center;">83</td> <td data-sheets-numberformat='{"1":2,"2":"0","3":1}' data-sheets-value='{"1":3,"3":76}' style="overflow:hidden;padding:0px 3px 0px 3px;vertical-align:bottom;text-align:center;">76</td> <td data-sheets-numberformat='{"1":2,"2":"0","3":1}' data-sheets-value='{"1":2,"2":"-"}' style="border-right:1px solid #000000;overflow:hidden;padding:0px 3px 0px 3px;vertical-align:bottom;text-align:center;">-</td> </tr> <tr style="height:20px;"> <td style="border-left:1px solid #000000;overflow:hidden;padding:0px 3px 0px 3px;vertical-align:bottom;font-weight:bold;"></td> <td data-sheets-value='{"1":2,"2":"Double-walled"}' style="overflow:hidden;padding:0px 3px 0px 3px;vertical-align:bottom;font-weight:bold;">Double-walled</td> <td data-sheets-value='{"1":2,"2":"Clear (H/H)"}' style="border-right:1px solid #000000;overflow:hidden;padding:0px 3px 0px 3px;vertical-align:bottom;font-weight:bold;">Clear (H/H)</td> <td data-sheets-numberformat='{"1":2,"2":"0.00","3":1}' data-sheets-value='{"1":3,"3":2.9}' style="overflow:hidden;padding:0px 3px 0px 3px;vertical-align:bottom;text-align:center;">2.90</td> <td data-sheets-numberformat='{"1":2,"2":"0","3":1}' data-sheets-value='{"1":3,"3":81}' style="overflow:hidden;padding:0px 3px 0px 3px;vertical-align:bottom;text-align:center;">81</td> <td data-sheets-numberformat='{"1":2,"2":"0","3":1}' data-sheets-value='{"1":3,"3":75}' style="overflow:hidden;padding:0px 3px 0px 3px;vertical-align:bottom;text-align:center;">75</td> <td data-sheets-numberformat='{"1":2,"2":"0","3":1}' data-sheets-value='{"1":3,"3":20}' style="border-right:1px solid #000000;overflow:hidden;padding:0px 3px 0px 3px;vertical-align:bottom;text-align:center;">20</td> </tr> <tr style="height:20px;"> <td style="border-left:1px solid #000000;overflow:hidden;padding:0px 3px 0px 3px;vertical-align:bottom;font-weight:bold;"></td> <td data-sheets-value='{"1":2,"2":"Double-walled"}' style="overflow:hidden;padding:0px 3px 0px 3px;vertical-align:bottom;font-weight:bold;">Double-walled</td> <td data-sheets-value='{"1":2,"2":"Opal (O/O)"}' style="border-right:1px solid #000000;overflow:hidden;padding:0px 3px 0px 3px;vertical-align:bottom;font-weight:bold;">Opal (O/O)</td> <td data-sheets-numberformat='{"1":2,"2":"0.00","3":1}' data-sheets-value='{"1":3,"3":2.9}' style="overflow:hidden;padding:0px 3px 0px 3px;vertical-align:bottom;text-align:center;">2.90</td> <td data-sheets-numberformat='{"1":2,"2":"0","3":1}' data-sheets-value='{"1":3,"3":69}' style="overflow:hidden;padding:0px 3px 0px 3px;vertical-align:bottom;text-align:center;">69</td> <td data-sheets-numberformat='{"1":2,"2":"0","3":1}' data-sheets-value='{"1":3,"3":58}' style="overflow:hidden;padding:0px 3px 0px 3px;vertical-align:bottom;text-align:center;">58</td> <td data-sheets-numberformat='{"1":2,"2":"0","3":1}' data-sheets-value='{"1":3,"3":20}' style="border-right:1px solid #000000;overflow:hidden;padding:0px 3px 0px 3px;vertical-align:bottom;text-align:center;">20</td> </tr> <tr style="height:20px;"> <td style="border-left:1px solid #000000;overflow:hidden;padding:0px 3px 0px 3px;vertical-align:bottom;font-weight:bold;"></td> <td data-sheets-value='{"1":2,"2":"Triple-walled"}' style="overflow:hidden;padding:0px 3px 0px 3px;vertical-align:bottom;font-weight:bold;">Triple-walled</td> <td data-sheets-value='{"1":2,"2":"Clear (H/H/H)"}' style="border-right:1px solid #000000;overflow:hidden;padding:0px 3px 0px 3px;vertical-align:bottom;font-weight:bold;">Clear (H/H/H)</td> <td data-sheets-numberformat='{"1":2,"2":"0.00","3":1}' data-sheets-value='{"1":3,"3":1.7}' style="overflow:hidden;padding:0px 3px 0px 3px;vertical-align:bottom;text-align:center;">1.70</td> <td data-sheets-numberformat='{"1":2,"2":"0","3":1}' data-sheets-value='{"1":3,"3":73}' style="overflow:hidden;padding:0px 3px 0px 3px;vertical-align:bottom;text-align:center;">73</td> <td data-sheets-numberformat='{"1":2,"2":"0","3":1}' data-sheets-value='{"1":3,"3":65}' style="overflow:hidden;padding:0px 3px 0px 3px;vertical-align:bottom;text-align:center;">65</td> <td data-sheets-numberformat='{"1":2,"2":"0","3":1}' data-sheets-value='{"1":3,"3":22}' style="border-right:1px solid #000000;overflow:hidden;padding:0px 3px 0px 3px;vertical-align:bottom;text-align:center;">22</td> </tr> <tr style="height:20px;"> <td style="border-left:1px solid #000000;overflow:hidden;padding:0px 3px 0px 3px;vertical-align:bottom;font-weight:bold;"></td> <td data-sheets-value='{"1":2,"2":"Triple-walled"}' style="overflow:hidden;padding:0px 3px 0px 3px;vertical-align:bottom;font-weight:bold;">Triple-walled</td> <td data-sheets-value='{"1":2,"2":"Opal (O/H/O)"}' style="border-right:1px solid #000000;overflow:hidden;padding:0px 3px 0px 3px;vertical-align:bottom;font-weight:bold;">Opal (O/H/O)</td> <td data-sheets-numberformat='{"1":2,"2":"0.00","3":1}' data-sheets-value='{"1":3,"3":1.7}' style="overflow:hidden;padding:0px 3px 0px 3px;vertical-align:bottom;text-align:center;">1.70</td> <td data-sheets-numberformat='{"1":2,"2":"0","3":1}' data-sheets-value='{"1":3,"3":62}' style="overflow:hidden;padding:0px 3px 0px 3px;vertical-align:bottom;text-align:center;">62</td> <td data-sheets-numberformat='{"1":2,"2":"0","3":1}' data-sheets-value='{"1":3,"3":51}' style="overflow:hidden;padding:0px 3px 0px 3px;vertical-align:bottom;text-align:center;">51</td> <td data-sheets-numberformat='{"1":2,"2":"0","3":1}' data-sheets-value='{"1":3,"3":22}' style="border-right:1px solid #000000;overflow:hidden;padding:0px 3px 0px 3px;vertical-align:bottom;text-align:center;">22</td> </tr> <tr style="height:20px;"> <td style="border-left:1px solid #000000;overflow:hidden;padding:0px 3px 0px 3px;vertical-align:bottom;font-weight:bold;"></td> <td data-sheets-value='{"1":2,"2":"Four-walled"}' style="overflow:hidden;padding:0px 3px 0px 3px;vertical-align:bottom;font-weight:bold;">Four-walled</td> <td data-sheets-value='{"1":2,"2":"Clear (H/H/H/H)"}' style="border-right:1px solid #000000;overflow:hidden;padding:0px 3px 0px 3px;vertical-align:bottom;font-weight:bold;">Clear (H/H/H/H)</td> <td data-sheets-numberformat='{"1":2,"2":"0.00","3":1}' data-sheets-value='{"1":3,"3":1.28}' style="overflow:hidden;padding:0px 3px 0px 3px;vertical-align:bottom;text-align:center;">1.28</td> <td data-sheets-numberformat='{"1":2,"2":"0","3":1}' data-sheets-value='{"1":3,"3":64}' style="overflow:hidden;padding:0px 3px 0px 3px;vertical-align:bottom;text-align:center;">64</td> <td data-sheets-numberformat='{"1":2,"2":"0","3":1}' data-sheets-value='{"1":3,"3":54}' style="overflow:hidden;padding:0px 3px 0px 3px;vertical-align:bottom;text-align:center;">54</td> <td data-sheets-numberformat='{"1":2,"2":"0","3":1}' data-sheets-value='{"1":3,"3":23}' style="border-right:1px solid #000000;overflow:hidden;padding:0px 3px 0px 3px;vertical-align:bottom;text-align:center;">23</td> </tr> <tr style="height:20px;"> <td style="border-bottom:1px solid #000000;border-left:1px solid #000000;overflow:hidden;padding:0px 3px 0px 3px;vertical-align:bottom;"></td> <td data-sheets-value='{"1":2,"2":"Four-walled"}' style="border-bottom:1px solid #000000;overflow:hidden;padding:0px 3px 0px 3px;vertical-align:bottom;font-weight:bold;">Four-walled</td> <td data-sheets-value='{"1":2,"2":"Opal (H/H/O/H)"}' style="border-right:1px solid #000000;border-bottom:1px solid #000000;overflow:hidden;padding:0px 3px 0px 3px;vertical-align:bottom;font-weight:bold;">Opal (H/H/O/H)</td> <td data-sheets-numberformat='{"1":2,"2":"0.00","3":1}' data-sheets-value='{"1":3,"3":1.28}' style="border-bottom:1px solid #000000;overflow:hidden;padding:0px 3px 0px 3px;vertical-align:bottom;text-align:center;">1.28</td> <td data-sheets-numberformat='{"1":2,"2":"0","3":1}' data-sheets-value='{"1":3,"3":59}' style="border-bottom:1px solid #000000;overflow:hidden;padding:0px 3px 0px 3px;vertical-align:bottom;text-align:center;">59</td> <td data-sheets-numberformat='{"1":2,"2":"0","3":1}' data-sheets-value='{"1":3,"3":48}' style="border-bottom:1px solid #000000;overflow:hidden;padding:0px 3px 0px 3px;vertical-align:bottom;text-align:center;">48</td> <td data-sheets-numberformat='{"1":2,"2":"0","3":1}' data-sheets-value='{"1":3,"3":23}' style="border-right:1px solid #000000;border-bottom:1px solid #000000;overflow:hidden;padding:0px 3px 0px 3px;vertical-align:bottom;text-align:center;">23</td> </tr> <tr style="height:20px;"> <td data-sheets-value='{"1":2,"2":"Polycarbonate "}' style="border-left:1px solid #000000;overflow:hidden;padding:0px 3px 0px 3px;vertical-align:bottom;font-weight:bold;">Polycarbonate </td> <td data-sheets-value='{"1":2,"2":"Single-walled"}' style="overflow:hidden;padding:0px 3px 0px 3px;vertical-align:bottom;font-weight:bold;">Single-walled</td> <td data-sheets-value='{"1":2,"2":"Clear (A)"}' style="border-right:1px solid #000000;overflow:hidden;padding:0px 3px 0px 3px;vertical-align:bottom;font-weight:bold;">Clear (A)</td> <td data-sheets-numberformat='{"1":2,"2":"0.00","3":1}' data-sheets-value='{"1":3,"3":5.17}' style="overflow:hidden;padding:0px 3px 0px 3px;vertical-align:bottom;text-align:center;">5.17</td> <td data-sheets-numberformat='{"1":2,"2":"0","3":1}' data-sheets-value='{"1":3,"3":88}' style="overflow:hidden;padding:0px 3px 0px 3px;vertical-align:bottom;text-align:center;">88</td> <td data-sheets-numberformat='{"1":2,"2":"0","3":1}' data-sheets-value='{"1":3,"3":83}' style="overflow:hidden;padding:0px 3px 0px 3px;vertical-align:bottom;text-align:center;">83</td> <td data-sheets-numberformat='{"1":2,"2":"0","3":1}' data-sheets-value='{"1":2,"2":"-"}' style="border-right:1px solid #000000;overflow:hidden;padding:0px 3px 0px 3px;vertical-align:bottom;text-align:center;">-</td> </tr> <tr style="height:20px;"> <td data-sheets-value='{"1":2,"2":"PC"}' style="border-left:1px solid #000000;overflow:hidden;padding:0px 3px 0px 3px;vertical-align:bottom;font-weight:bold;">PC</td> <td data-sheets-value='{"1":2,"2":"Single-walled"}' style="overflow:hidden;padding:0px 3px 0px 3px;vertical-align:bottom;font-weight:bold;">Single-walled</td> <td data-sheets-value='{"1":2,"2":"Opal (D)"}' style="border-right:1px solid #000000;overflow:hidden;padding:0px 3px 0px 3px;vertical-align:bottom;font-weight:bold;">Opal (D)</td> <td data-sheets-numberformat='{"1":2,"2":"0.00","3":1}' data-sheets-value='{"1":3,"3":5.17}' style="overflow:hidden;padding:0px 3px 0px 3px;vertical-align:bottom;text-align:center;">5.17</td> <td data-sheets-numberformat='{"1":2,"2":"0","3":1}' data-sheets-value='{"1":3,"3":58}' style="overflow:hidden;padding:0px 3px 0px 3px;vertical-align:bottom;text-align:center;">58</td> <td data-sheets-numberformat='{"1":2,"2":"0","3":1}' data-sheets-value='{"1":3,"3":60}' style="overflow:hidden;padding:0px 3px 0px 3px;vertical-align:bottom;text-align:center;">60</td> <td data-sheets-numberformat='{"1":2,"2":"0","3":1}' data-sheets-value='{"1":2,"2":"-"}' style="border-right:1px solid #000000;overflow:hidden;padding:0px 3px 0px 3px;vertical-align:bottom;text-align:center;">-</td> </tr> <tr style="height:20px;"> <td style="border-left:1px solid #000000;overflow:hidden;padding:0px 3px 0px 3px;vertical-align:bottom;font-weight:bold;"></td> <td data-sheets-value='{"1":2,"2":"Double-walled"}' style="overflow:hidden;padding:0px 3px 0px 3px;vertical-align:bottom;font-weight:bold;">Double-walled</td> <td data-sheets-value='{"1":2,"2":"Clear (A/H)"}' style="border-right:1px solid #000000;overflow:hidden;padding:0px 3px 0px 3px;vertical-align:bottom;font-weight:bold;">Clear (A/H)</td> <td data-sheets-numberformat='{"1":2,"2":"0.00","3":1}' data-sheets-value='{"1":3,"3":2.9}' style="overflow:hidden;padding:0px 3px 0px 3px;vertical-align:bottom;text-align:center;">2.90</td> <td data-sheets-numberformat='{"1":2,"2":"0","3":1}' data-sheets-value='{"1":3,"3":79}' style="overflow:hidden;padding:0px 3px 0px 3px;vertical-align:bottom;text-align:center;">79</td> <td data-sheets-numberformat='{"1":2,"2":"0","3":1}' data-sheets-value='{"1":3,"3":72}' style="overflow:hidden;padding:0px 3px 0px 3px;vertical-align:bottom;text-align:center;">72</td> <td data-sheets-numberformat='{"1":2,"2":"0","3":1}' data-sheets-value='{"1":3,"3":20}' style="border-right:1px solid #000000;overflow:hidden;padding:0px 3px 0px 3px;vertical-align:bottom;text-align:center;">20</td> </tr> <tr style="height:20px;"> <td style="border-left:1px solid #000000;overflow:hidden;padding:0px 3px 0px 3px;vertical-align:bottom;font-weight:bold;"></td> <td data-sheets-value='{"1":2,"2":"Double-walled"}' style="overflow:hidden;padding:0px 3px 0px 3px;vertical-align:bottom;font-weight:bold;">Double-walled</td> <td data-sheets-value='{"1":2,"2":"Clear (A/A)"}' style="border-right:1px solid #000000;overflow:hidden;padding:0px 3px 0px 3px;vertical-align:bottom;font-weight:bold;">Clear (A/A)</td> <td data-sheets-numberformat='{"1":2,"2":"0.00","3":1}' data-sheets-value='{"1":3,"3":2.9}' style="overflow:hidden;padding:0px 3px 0px 3px;vertical-align:bottom;text-align:center;">2.90</td> <td data-sheets-numberformat='{"1":2,"2":"0","3":1}' data-sheets-value='{"1":3,"3":77}' style="overflow:hidden;padding:0px 3px 0px 3px;vertical-align:bottom;text-align:center;">77</td> <td data-sheets-numberformat='{"1":2,"2":"0","3":1}' data-sheets-value='{"1":3,"3":69}' style="overflow:hidden;padding:0px 3px 0px 3px;vertical-align:bottom;text-align:center;">69</td> <td data-sheets-numberformat='{"1":2,"2":"0","3":1}' data-sheets-value='{"1":3,"3":20}' style="border-right:1px solid #000000;overflow:hidden;padding:0px 3px 0px 3px;vertical-align:bottom;text-align:center;">20</td> </tr> <tr style="height:20px;"> <td style="border-left:1px solid #000000;overflow:hidden;padding:0px 3px 0px 3px;vertical-align:bottom;font-weight:bold;"></td> <td data-sheets-value='{"1":2,"2":"Double-walled"}' style="overflow:hidden;padding:0px 3px 0px 3px;vertical-align:bottom;font-weight:bold;">Double-walled</td> <td data-sheets-value='{"1":2,"2":"Opal (A/O)"}' style="border-right:1px solid #000000;overflow:hidden;padding:0px 3px 0px 3px;vertical-align:bottom;font-weight:bold;">Opal (A/O)</td> <td data-sheets-numberformat='{"1":2,"2":"0.00","3":1}' data-sheets-value='{"1":3,"3":2.9}' style="overflow:hidden;padding:0px 3px 0px 3px;vertical-align:bottom;text-align:center;">2.90</td> <td data-sheets-numberformat='{"1":2,"2":"0","3":1}' data-sheets-value='{"1":3,"3":73}' style="overflow:hidden;padding:0px 3px 0px 3px;vertical-align:bottom;text-align:center;">73</td> <td data-sheets-numberformat='{"1":2,"2":"0","3":1}' data-sheets-value='{"1":3,"3":63}' style="overflow:hidden;padding:0px 3px 0px 3px;vertical-align:bottom;text-align:center;">63</td> <td data-sheets-numberformat='{"1":2,"2":"0","3":1}' data-sheets-value='{"1":3,"3":20}' style="border-right:1px solid #000000;overflow:hidden;padding:0px 3px 0px 3px;vertical-align:bottom;text-align:center;">20</td> </tr> <tr style="height:20px;"> <td style="border-left:1px solid #000000;overflow:hidden;padding:0px 3px 0px 3px;vertical-align:bottom;font-weight:bold;"></td> <td data-sheets-value='{"1":2,"2":"Double-walled"}' style="overflow:hidden;padding:0px 3px 0px 3px;vertical-align:bottom;font-weight:bold;">Double-walled</td> <td data-sheets-value='{"1":2,"2":"Opal (A/D)"}' style="border-right:1px solid #000000;overflow:hidden;padding:0px 3px 0px 3px;vertical-align:bottom;font-weight:bold;">Opal (A/D)</td> <td data-sheets-numberformat='{"1":2,"2":"0.00","3":1}' data-sheets-value='{"1":3,"3":2.9}' style="overflow:hidden;padding:0px 3px 0px 3px;vertical-align:bottom;text-align:center;">2.90</td> <td data-sheets-numberformat='{"1":2,"2":"0","3":1}' data-sheets-value='{"1":3,"3":51}' style="overflow:hidden;padding:0px 3px 0px 3px;vertical-align:bottom;text-align:center;">51</td> <td data-sheets-numberformat='{"1":2,"2":"0","3":1}' data-sheets-value='{"1":3,"3":50}' style="overflow:hidden;padding:0px 3px 0px 3px;vertical-align:bottom;text-align:center;">50</td> <td data-sheets-numberformat='{"1":2,"2":"0","3":1}' data-sheets-value='{"1":3,"3":20}' style="border-right:1px solid #000000;overflow:hidden;padding:0px 3px 0px 3px;vertical-align:bottom;text-align:center;">20</td> </tr> <tr style="height:20px;"> <td style="border-left:1px solid #000000;overflow:hidden;padding:0px 3px 0px 3px;vertical-align:bottom;font-weight:bold;"></td> <td data-sheets-value='{"1":2,"2":"Triple-walled"}' style="overflow:hidden;padding:0px 3px 0px 3px;vertical-align:bottom;font-weight:bold;">Triple-walled</td> <td data-sheets-value='{"1":2,"2":"Clear (A/H/H)"}' style="border-right:1px solid #000000;overflow:hidden;padding:0px 3px 0px 3px;vertical-align:bottom;font-weight:bold;">Clear (A/H/H)</td> <td data-sheets-numberformat='{"1":2,"2":"0.00","3":1}' data-sheets-value='{"1":3,"3":1.7}' style="overflow:hidden;padding:0px 3px 0px 3px;vertical-align:bottom;text-align:center;">1.70</td> <td data-sheets-numberformat='{"1":2,"2":"0","3":1}' data-sheets-value='{"1":3,"3":71}' style="overflow:hidden;padding:0px 3px 0px 3px;vertical-align:bottom;text-align:center;">71</td> <td data-sheets-numberformat='{"1":2,"2":"0","3":1}' data-sheets-value='{"1":3,"3":63}' style="overflow:hidden;padding:0px 3px 0px 3px;vertical-align:bottom;text-align:center;">63</td> <td data-sheets-numberformat='{"1":2,"2":"0","3":1}' data-sheets-value='{"1":3,"3":22}' style="border-right:1px solid #000000;overflow:hidden;padding:0px 3px 0px 3px;vertical-align:bottom;text-align:center;">22</td> </tr> <tr style="height:20px;"> <td style="border-left:1px solid #000000;overflow:hidden;padding:0px 3px 0px 3px;vertical-align:bottom;font-weight:bold;"></td> <td data-sheets-value='{"1":2,"2":"Triple-walled"}' style="overflow:hidden;padding:0px 3px 0px 3px;vertical-align:bottom;font-weight:bold;">Triple-walled</td> <td data-sheets-value='{"1":2,"2":"Opal (A/O/O)"}' style="border-right:1px solid #000000;overflow:hidden;padding:0px 3px 0px 3px;vertical-align:bottom;font-weight:bold;">Opal (A/O/O)</td> <td data-sheets-numberformat='{"1":2,"2":"0.00","3":1}' data-sheets-value='{"1":3,"3":1.7}' style="overflow:hidden;padding:0px 3px 0px 3px;vertical-align:bottom;text-align:center;">1.70</td> <td data-sheets-numberformat='{"1":2,"2":"0","3":1}' data-sheets-value='{"1":3,"3":61}' style="overflow:hidden;padding:0px 3px 0px 3px;vertical-align:bottom;text-align:center;">61</td> <td data-sheets-numberformat='{"1":2,"2":"0","3":1}' data-sheets-value='{"1":3,"3":48}' style="overflow:hidden;padding:0px 3px 0px 3px;vertical-align:bottom;text-align:center;">48</td> <td data-sheets-numberformat='{"1":2,"2":"0","3":1}' data-sheets-value='{"1":3,"3":22}' style="border-right:1px solid #000000;overflow:hidden;padding:0px 3px 0px 3px;vertical-align:bottom;text-align:center;">22</td> </tr> <tr style="height:20px;"> <td style="border-left:1px solid #000000;overflow:hidden;padding:0px 3px 0px 3px;vertical-align:bottom;font-weight:bold;"></td> <td data-sheets-value='{"1":2,"2":"Four-walled"}' style="overflow:hidden;padding:0px 3px 0px 3px;vertical-align:bottom;font-weight:bold;">Four-walled</td> <td data-sheets-value='{"1":2,"2":"Clear (A/H/H/H)"}' style="border-right:1px solid #000000;overflow:hidden;padding:0px 3px 0px 3px;vertical-align:bottom;font-weight:bold;">Clear (A/H/H/H)</td> <td data-sheets-numberformat='{"1":2,"2":"0.00","3":1}' data-sheets-value='{"1":3,"3":1.28}' style="overflow:hidden;padding:0px 3px 0px 3px;vertical-align:bottom;text-align:center;">1.28</td> <td data-sheets-numberformat='{"1":2,"2":"0","3":1}' data-sheets-value='{"1":3,"3":64}' style="overflow:hidden;padding:0px 3px 0px 3px;vertical-align:bottom;text-align:center;">64</td> <td data-sheets-numberformat='{"1":2,"2":"0","3":1}' data-sheets-value='{"1":3,"3":52}' style="overflow:hidden;padding:0px 3px 0px 3px;vertical-align:bottom;text-align:center;">52</td> <td data-sheets-numberformat='{"1":2,"2":"0","3":1}' data-sheets-value='{"1":3,"3":23}' style="border-right:1px solid #000000;overflow:hidden;padding:0px 3px 0px 3px;vertical-align:bottom;text-align:center;">23</td> </tr> <tr style="height:20px;"> <td style="border-bottom:1px solid #000000;border-left:1px solid #000000;overflow:hidden;padding:0px 3px 0px 3px;vertical-align:bottom;"></td> <td data-sheets-value='{"1":2,"2":"Four-walled"}' style="border-bottom:1px solid #000000;overflow:hidden;padding:0px 3px 0px 3px;vertical-align:bottom;font-weight:bold;">Four-walled</td> <td data-sheets-value='{"1":2,"2":"Opal (A/H/O/H)"}' style="border-right:1px solid #000000;border-bottom:1px solid #000000;overflow:hidden;padding:0px 3px 0px 3px;vertical-align:bottom;font-weight:bold;">Opal (A/H/O/H)</td> <td data-sheets-numberformat='{"1":2,"2":"0.00","3":1}' data-sheets-value='{"1":3,"3":1.28}' style="border-bottom:1px solid #000000;overflow:hidden;padding:0px 3px 0px 3px;vertical-align:bottom;text-align:center;">1.28</td> <td data-sheets-numberformat='{"1":2,"2":"0","3":1}' data-sheets-value='{"1":3,"3":59}' style="border-bottom:1px solid #000000;overflow:hidden;padding:0px 3px 0px 3px;vertical-align:bottom;text-align:center;">59</td> <td data-sheets-numberformat='{"1":2,"2":"0","3":1}' data-sheets-value='{"1":3,"3":46}' style="border-bottom:1px solid #000000;overflow:hidden;padding:0px 3px 0px 3px;vertical-align:bottom;text-align:center;">46</td> <td data-sheets-numberformat='{"1":2,"2":"0","3":1}' data-sheets-value='{"1":3,"3":23}' style="border-right:1px solid #000000;border-bottom:1px solid #000000;overflow:hidden;padding:0px 3px 0px 3px;vertical-align:bottom;text-align:center;">23</td> </tr> <tr style="height:20px;"> <td data-sheets-value='{"1":2,"2":"Polycarbonate"}' style="border-left:1px solid #000000;overflow:hidden;padding:0px 3px 0px 3px;vertical-align:bottom;font-weight:bold;">Polycarbonate</td> <td data-sheets-value='{"1":2,"2":"Single-walled"}' style="overflow:hidden;padding:0px 3px 0px 3px;vertical-align:bottom;font-weight:bold;">Single-walled</td> <td data-sheets-value='{"1":2,"2":"Heatstop Opal (T)"}' style="border-right:1px solid #000000;overflow:hidden;padding:0px 3px 0px 3px;vertical-align:bottom;font-weight:bold;">Heatstop Opal (T)</td> <td data-sheets-numberformat='{"1":2,"2":"0.00","3":1}' data-sheets-value='{"1":3,"3":5.17}' style="overflow:hidden;padding:0px 3px 0px 3px;vertical-align:bottom;text-align:center;">5.17</td> <td data-sheets-numberformat='{"1":2,"2":"0","3":1}' data-sheets-value='{"1":3,"3":49}' style="overflow:hidden;padding:0px 3px 0px 3px;vertical-align:bottom;text-align:center;">49</td> <td data-sheets-numberformat='{"1":2,"2":"0","3":1}' data-sheets-value='{"1":3,"3":59}' style="overflow:hidden;padding:0px 3px 0px 3px;vertical-align:bottom;text-align:center;">59</td> <td data-sheets-numberformat='{"1":2,"2":"0","3":1}' data-sheets-value='{"1":2,"2":"-"}' style="border-right:1px solid #000000;overflow:hidden;padding:0px 3px 0px 3px;vertical-align:bottom;text-align:center;">-</td> </tr> <tr style="height:20px;"> <td data-sheets-value='{"1":2,"2":"Heatstop PC"}' style="border-left:1px solid #000000;overflow:hidden;padding:0px 3px 0px 3px;vertical-align:bottom;font-weight:bold;">Heatstop PC</td> <td data-sheets-value='{"1":2,"2":"Double-walled"}' style="overflow:hidden;padding:0px 3px 0px 3px;vertical-align:bottom;font-weight:bold;">Double-walled</td> <td data-sheets-value='{"1":2,"2":"Clear (T/H)"}' style="border-right:1px solid #000000;overflow:hidden;padding:0px 3px 0px 3px;vertical-align:bottom;font-weight:bold;">Clear (T/H)</td> <td data-sheets-numberformat='{"1":2,"2":"0.00","3":1}' data-sheets-value='{"1":3,"3":2.9}' style="overflow:hidden;padding:0px 3px 0px 3px;vertical-align:bottom;text-align:center;">2.90</td> <td data-sheets-numberformat='{"1":2,"2":"0","3":1}' data-sheets-value='{"1":3,"3":44}' style="overflow:hidden;padding:0px 3px 0px 3px;vertical-align:bottom;text-align:center;">44</td> <td data-sheets-numberformat='{"1":2,"2":"0","3":1}' data-sheets-value='{"1":3,"3":51}' style="overflow:hidden;padding:0px 3px 0px 3px;vertical-align:bottom;text-align:center;">51</td> <td data-sheets-numberformat='{"1":2,"2":"0","3":1}' data-sheets-value='{"1":3,"3":20}' style="border-right:1px solid #000000;overflow:hidden;padding:0px 3px 0px 3px;vertical-align:bottom;text-align:center;">20</td> </tr> <tr style="height:20px;"> <td style="border-left:1px solid #000000;overflow:hidden;padding:0px 3px 0px 3px;vertical-align:bottom;font-weight:bold;"></td> <td data-sheets-value='{"1":2,"2":"Double-walled"}' style="overflow:hidden;padding:0px 3px 0px 3px;vertical-align:bottom;font-weight:bold;">Double-walled</td> <td data-sheets-value='{"1":2,"2":"Opal (T/O)"}' style="border-right:1px solid #000000;overflow:hidden;padding:0px 3px 0px 3px;vertical-align:bottom;font-weight:bold;">Opal (T/O)</td> <td data-sheets-numberformat='{"1":2,"2":"0.00","3":1}' data-sheets-value='{"1":3,"3":2.9}' style="overflow:hidden;padding:0px 3px 0px 3px;vertical-align:bottom;text-align:center;">2.90</td> <td data-sheets-numberformat='{"1":2,"2":"0","3":1}' data-sheets-value='{"1":3,"3":41}' style="overflow:hidden;padding:0px 3px 0px 3px;vertical-align:bottom;text-align:center;">41</td> <td data-sheets-numberformat='{"1":2,"2":"0","3":1}' data-sheets-value='{"1":3,"3":45}' style="overflow:hidden;padding:0px 3px 0px 3px;vertical-align:bottom;text-align:center;">45</td> <td data-sheets-numberformat='{"1":2,"2":"0","3":1}' data-sheets-value='{"1":3,"3":20}' style="border-right:1px solid #000000;overflow:hidden;padding:0px 3px 0px 3px;vertical-align:bottom;text-align:center;">20</td> </tr> <tr style="height:20px;"> <td style="border-left:1px solid #000000;overflow:hidden;padding:0px 3px 0px 3px;vertical-align:bottom;font-weight:bold;"></td> <td data-sheets-value='{"1":2,"2":"Triple-walled"}' style="overflow:hidden; | skylux-160-ce-met-koepel-en-polyester-opstand-30-20-met-lm-motor-1000-x-2000-mm | 8586010657101 | 46872306876749
Smoke and heat exhaust (SHEV) | SHE system | Skylux | Skylux 160° CE with skylight and polyester curb 30/20 with LM-actuator 1000 x 2200 mm |  | 50710 | 5412970507109 | 5235.7 | Yes | 30-45 | 70.95 | 1000 x 2200 mm | 2200 | 1000 |  | polyester 30/20 (30 cm high & roof opening = 20 cm larger than daylight size) | Rectangular | 5.17 W/m²K - 1.28 W/m²K | 87% - 32% | 90% - 32% | 20dB - 23dB | 160° CE (for industry) | skylight | without spoiler | E | Single actuator | Maximum four-walled skylight possible for this product | Ut-value LT-value g-value Rw-value EN 1873 : 2014 EN ISO 13468 EN 16153 EN 410 EN 410 EN ISO 140-3 Material Walls Shells (W/m²K) (%) (%) (dB) Acrylic Single-walled Clear (H) 5.17 90 87 - PMMA Single-walled Opal (O) 5.17 83 76 - Double-walled Clear (H/H) 2.90 81 75 20 Double-walled Opal (O/O) 2.90 69 58 20 Triple-walled Clear (H/H/H) 1.70 73 65 22 Triple-walled Opal (O/H/O) 1.70 62 51 22 Four-walled Clear (H/H/H/H) 1.28 64 54 23 Four-walled Opal (H/H/O/H) 1.28 59 48 23 Polycarbonate Single-walled Clear (A) 5.17 88 83 - PC Single-walled Opal (D) 5.17 58 60 - Double-walled Clear (A/H) 2.90 79 72 20 Double-walled Clear (A/A) 2.90 77 69 20 Double-walled Opal (A/O) 2.90 73 63 20 Double-walled Opal (A/D) 2.90 51 50 20 Triple-walled Clear (A/H/H) 1.70 71 63 22 Triple-walled Opal (A/O/O) 1.70 61 48 22 Four-walled Clear (A/H/H/H) 1.28 64 52 23 Four-walled Opal (A/H/O/H) 1.28 59 46 23 Polycarbonate Single-walled Heatstop Opal (T) 5.17 49 59 - Heatstop PC Double-walled Clear (T/H) 2.90 44 51 20 Double-walled Opal (T/O) 2.90 41 45 20 Triple-walled Clear (T/H/H) 1.70 40 <td data-sheets-numberformat='{"1":2,"2":"0","3":1}' data-sheets-value='{"1":3,"3":44}' style="overflow:hidden;paddin | https://skylux.eu/en/products/skylux-160-ce-met-koepel-en-polyester-opstand-30-20-met-lm-motor-1000-x-2200-mm | https://skylux.eu/cdn/shop/files/Skylux-160deg-CE-met-koepel-en-polyester-opstand-3020-met-LM-motor-1000-x-2200-mm-RWA-systeem.jpg?v=1702977928&width=1600 | https://skylux.eu/cdn/shop/files/e5a82811-1bb0-48e4-a776-cacb59c7c092_d362d7bb-b4c4-48d4-b5b7-757eee65892e.jpg?v=1688550508&width=1600 | //skylux.eu/cdn/shop/files/E_MH_Mounting_instructions_Skylux_160_CE_LM.pdf?v=12406716259046007223 | //skylux.eu/cdn/shop/files/E_TD_Technical_File_Skylux_Skylux_160_CE_Electric.pdf?v=3667116872303399239 | <style type="text/css" id="isPasted"> <!--td { border: 1px solid #cccccc; } br { mso-data-placement: same-cell; } --> </style> <table border="1" cellpadding="0" cellspacing="0" dir="ltr" style="table-layout:fixed;font-size:10pt;font-family:Arial;border-collapse:collapse;border:none;"><tbody> <tr style="height:20px;"> <td style="overflow:hidden;padding:0px 3px 0px 3px;vertical-align:bottom;"></td> <td style="overflow:hidden;padding:0px 3px 0px 3px;vertical-align:bottom;"></td> <td style="overflow:hidden;padding:0px 3px 0px 3px;vertical-align:bottom;"></td> <td data-sheets-value='{"1":2,"2":"Ut-value"}' style="overflow:hidden;padding:0px 3px 0px 3px;vertical-align:bottom;font-weight:bold;text-align:center;">Ut-value</td> <td data-sheets-value='{"1":2,"2":"LT-value"}' style="overflow:hidden;padding:0px 3px 0px 3px;vertical-align:bottom;font-weight:bold;text-align:center;">LT-value</td> <td data-sheets-value='{"1":2,"2":"g-value"}' style="overflow:hidden;padding:0px 3px 0px 3px;vertical-align:bottom;font-weight:bold;text-align:center;">g-value</td> <td data-sheets-value='{"1":2,"2":"Rw-value "}' style="overflow:hidden;padding:0px 3px 0px 3px;vertical-align:bottom;font-weight:bold;text-align:center;">Rw-value </td> </tr> <tr style="height:20px;"> <td style="overflow:hidden;padding:0px 3px 0px 3px;vertical-align:bottom;"></td> <td style="overflow:hidden;padding:0px 3px 0px 3px;vertical-align:bottom;"></td> <td style="overflow:hidden;padding:0px 3px 0px 3px;vertical-align:bottom;"></td> <td data-sheets-numberformat='{"1":2,"2":"0.00","3":1}' data-sheets-value='{"1":2,"2":"EN 1873 : 2014"}' style="overflow:hidden;padding:0px 3px 0px 3px;vertical-align:bottom;text-align:center;">EN 1873 : 2014</td> <td data-sheets-numberformat='{"1":2,"2":"0","3":1}' data-sheets-value='{"1":2,"2":"EN ISO 13468 EN 16153 EN 410"}' style="overflow:hidden;padding:0px 3px 0px 3px;vertical-align:bottom;text-align:center;">EN ISO 13468 EN 16153 EN 410</td> <td data-sheets-numberformat='{"1":2,"2":"0","3":1}' data-sheets-value='{"1":2,"2":"EN 410"}' style="overflow:hidden;padding:0px 3px 0px 3px;vertical-align:bottom;text-align:center;">EN 410</td> <td data-sheets-value='{"1":2,"2":"EN ISO 140-3\t\t"}' style="overflow:hidden;padding:0px 3px 0px 3px;vertical-align:bottom;text-align:center;">EN ISO 140-3 </td> </tr> <tr style="height:20px;"> <td data-sheets-value='{"1":2,"2":"Material"}' style="border-bottom:1px solid #000000;overflow:hidden;padding:0px 3px 0px 3px;vertical-align:bottom;background-color:#000000;font-weight:bold;color:#ffffff;">Material</td> <td data-sheets-value='{"1":2,"2":"Walls"}' style="border-bottom:1px solid #000000;overflow:hidden;padding:0px 3px 0px 3px;vertical-align:bottom;background-color:#000000;font-weight:bold;color:#ffffff;">Walls</td> <td data-sheets-value='{"1":2,"2":"Shells"}' style="border-bottom:1px solid #000000;overflow:hidden;padding:0px 3px 0px 3px;vertical-align:bottom;background-color:#000000;font-weight:bold;color:#ffffff;">Shells</td> <td data-sheets-numberformat='{"1":2,"2":"0.00","3":1}' data-sheets-value='{"1":2,"2":"(W/m²K)\t"}' style="border-bottom:1px solid #000000;overflow:hidden;padding:0px 3px 0px 3px;vertical-align:bottom;background-color:#000000;font-weight:bold;color:#ffffff;text-align:center;">(W/m²K) </td> <td data-sheets-numberformat='{"1":2,"2":"0","3":1}' data-sheets-value='{"1":2,"2":"(%)"}' style="border-bottom:1px solid #000000;overflow:hidden;padding:0px 3px 0px 3px;vertical-align:bottom;background-color:#000000;font-weight:bold;color:#ffffff;text-align:center;">(%)</td> <td data-sheets-numberformat='{"1":2,"2":"0","3":1}' data-sheets-value='{"1":2,"2":"(%)"}' style="border-bottom:1px solid #000000;overflow:hidden;padding:0px 3px 0px 3px;vertical-align:bottom;background-color:#000000;font-weight:bold;color:#ffffff;text-align:center;">(%)</td> <td data-sheets-value='{"1":2,"2":"(dB)"}' style="border-bottom:1px solid #000000;overflow:hidden;padding:0px 3px 0px 3px;vertical-align:bottom;background-color:#000000;font-weight:bold;color:#ffffff;text-align:center;">(dB)</td> </tr> <tr style="height:20px;"> <td data-sheets-value='{"1":2,"2":"Acrylic"}' style="border-left:1px solid #000000;overflow:hidden;padding:0px 3px 0px 3px;vertical-align:bottom;font-weight:bold;">Acrylic</td> <td data-sheets-value='{"1":2,"2":"Single-walled"}' style="overflow:hidden;padding:0px 3px 0px 3px;vertical-align:bottom;font-weight:bold;">Single-walled</td> <td data-sheets-value='{"1":2,"2":"Clear (H)"}' style="border-right:1px solid #000000;overflow:hidden;padding:0px 3px 0px 3px;vertical-align:bottom;font-weight:bold;">Clear (H)</td> <td data-sheets-numberformat='{"1":2,"2":"0.00","3":1}' data-sheets-value='{"1":3,"3":5.17}' style="overflow:hidden;padding:0px 3px 0px 3px;vertical-align:bottom;text-align:center;">5.17</td> <td data-sheets-numberformat='{"1":2,"2":"0","3":1}' data-sheets-value='{"1":3,"3":90}' style="overflow:hidden;padding:0px 3px 0px 3px;vertical-align:bottom;text-align:center;">90</td> <td data-sheets-numberformat='{"1":2,"2":"0","3":1}' data-sheets-value='{"1":3,"3":87}' style="overflow:hidden;padding:0px 3px 0px 3px;vertical-align:bottom;text-align:center;">87</td> <td data-sheets-numberformat='{"1":2,"2":"0","3":1}' data-sheets-value='{"1":2,"2":"-"}' style="border-right:1px solid #000000;overflow:hidden;padding:0px 3px 0px 3px;vertical-align:bottom;text-align:center;">-</td> </tr> <tr style="height:20px;"> <td data-sheets-value='{"1":2,"2":"PMMA"}' style="border-left:1px solid #000000;overflow:hidden;padding:0px 3px 0px 3px;vertical-align:bottom;font-weight:bold;">PMMA</td> <td data-sheets-value='{"1":2,"2":"Single-walled"}' style="overflow:hidden;padding:0px 3px 0px 3px;vertical-align:bottom;font-weight:bold;">Single-walled</td> <td data-sheets-value='{"1":2,"2":"Opal (O)"}' style="border-right:1px solid #000000;overflow:hidden;padding:0px 3px 0px 3px;vertical-align:bottom;font-weight:bold;">Opal (O)</td> <td data-sheets-numberformat='{"1":2,"2":"0.00","3":1}' data-sheets-value='{"1":3,"3":5.17}' style="overflow:hidden;padding:0px 3px 0px 3px;vertical-align:bottom;text-align:center;">5.17</td> <td data-sheets-numberformat='{"1":2,"2":"0","3":1}' data-sheets-value='{"1":3,"3":83}' style="overflow:hidden;padding:0px 3px 0px 3px;vertical-align:bottom;text-align:center;">83</td> <td data-sheets-numberformat='{"1":2,"2":"0","3":1}' data-sheets-value='{"1":3,"3":76}' style="overflow:hidden;padding:0px 3px 0px 3px;vertical-align:bottom;text-align:center;">76</td> <td data-sheets-numberformat='{"1":2,"2":"0","3":1}' data-sheets-value='{"1":2,"2":"-"}' style="border-right:1px solid #000000;overflow:hidden;padding:0px 3px 0px 3px;vertical-align:bottom;text-align:center;">-</td> </tr> <tr style="height:20px;"> <td style="border-left:1px solid #000000;overflow:hidden;padding:0px 3px 0px 3px;vertical-align:bottom;font-weight:bold;"></td> <td data-sheets-value='{"1":2,"2":"Double-walled"}' style="overflow:hidden;padding:0px 3px 0px 3px;vertical-align:bottom;font-weight:bold;">Double-walled</td> <td data-sheets-value='{"1":2,"2":"Clear (H/H)"}' style="border-right:1px solid #000000;overflow:hidden;padding:0px 3px 0px 3px;vertical-align:bottom;font-weight:bold;">Clear (H/H)</td> <td data-sheets-numberformat='{"1":2,"2":"0.00","3":1}' data-sheets-value='{"1":3,"3":2.9}' style="overflow:hidden;padding:0px 3px 0px 3px;vertical-align:bottom;text-align:center;">2.90</td> <td data-sheets-numberformat='{"1":2,"2":"0","3":1}' data-sheets-value='{"1":3,"3":81}' style="overflow:hidden;padding:0px 3px 0px 3px;vertical-align:bottom;text-align:center;">81</td> <td data-sheets-numberformat='{"1":2,"2":"0","3":1}' data-sheets-value='{"1":3,"3":75}' style="overflow:hidden;padding:0px 3px 0px 3px;vertical-align:bottom;text-align:center;">75</td> <td data-sheets-numberformat='{"1":2,"2":"0","3":1}' data-sheets-value='{"1":3,"3":20}' style="border-right:1px solid #000000;overflow:hidden;padding:0px 3px 0px 3px;vertical-align:bottom;text-align:center;">20</td> </tr> <tr style="height:20px;"> <td style="border-left:1px solid #000000;overflow:hidden;padding:0px 3px 0px 3px;vertical-align:bottom;font-weight:bold;"></td> <td data-sheets-value='{"1":2,"2":"Double-walled"}' style="overflow:hidden;padding:0px 3px 0px 3px;vertical-align:bottom;font-weight:bold;">Double-walled</td> <td data-sheets-value='{"1":2,"2":"Opal (O/O)"}' style="border-right:1px solid #000000;overflow:hidden;padding:0px 3px 0px 3px;vertical-align:bottom;font-weight:bold;">Opal (O/O)</td> <td data-sheets-numberformat='{"1":2,"2":"0.00","3":1}' data-sheets-value='{"1":3,"3":2.9}' style="overflow:hidden;padding:0px 3px 0px 3px;vertical-align:bottom;text-align:center;">2.90</td> <td data-sheets-numberformat='{"1":2,"2":"0","3":1}' data-sheets-value='{"1":3,"3":69}' style="overflow:hidden;padding:0px 3px 0px 3px;vertical-align:bottom;text-align:center;">69</td> <td data-sheets-numberformat='{"1":2,"2":"0","3":1}' data-sheets-value='{"1":3,"3":58}' style="overflow:hidden;padding:0px 3px 0px 3px;vertical-align:bottom;text-align:center;">58</td> <td data-sheets-numberformat='{"1":2,"2":"0","3":1}' data-sheets-value='{"1":3,"3":20}' style="border-right:1px solid #000000;overflow:hidden;padding:0px 3px 0px 3px;vertical-align:bottom;text-align:center;">20</td> </tr> <tr style="height:20px;"> <td style="border-left:1px solid #000000;overflow:hidden;padding:0px 3px 0px 3px;vertical-align:bottom;font-weight:bold;"></td> <td data-sheets-value='{"1":2,"2":"Triple-walled"}' style="overflow:hidden;padding:0px 3px 0px 3px;vertical-align:bottom;font-weight:bold;">Triple-walled</td> <td data-sheets-value='{"1":2,"2":"Clear (H/H/H)"}' style="border-right:1px solid #000000;overflow:hidden;padding:0px 3px 0px 3px;vertical-align:bottom;font-weight:bold;">Clear (H/H/H)</td> <td data-sheets-numberformat='{"1":2,"2":"0.00","3":1}' data-sheets-value='{"1":3,"3":1.7}' style="overflow:hidden;padding:0px 3px 0px 3px;vertical-align:bottom;text-align:center;">1.70</td> <td data-sheets-numberformat='{"1":2,"2":"0","3":1}' data-sheets-value='{"1":3,"3":73}' style="overflow:hidden;padding:0px 3px 0px 3px;vertical-align:bottom;text-align:center;">73</td> <td data-sheets-numberformat='{"1":2,"2":"0","3":1}' data-sheets-value='{"1":3,"3":65}' style="overflow:hidden;padding:0px 3px 0px 3px;vertical-align:bottom;text-align:center;">65</td> <td data-sheets-numberformat='{"1":2,"2":"0","3":1}' data-sheets-value='{"1":3,"3":22}' style="border-right:1px solid #000000;overflow:hidden;padding:0px 3px 0px 3px;vertical-align:bottom;text-align:center;">22</td> </tr> <tr style="height:20px;"> <td style="border-left:1px solid #000000;overflow:hidden;padding:0px 3px 0px 3px;vertical-align:bottom;font-weight:bold;"></td> <td data-sheets-value='{"1":2,"2":"Triple-walled"}' style="overflow:hidden;padding:0px 3px 0px 3px;vertical-align:bottom;font-weight:bold;">Triple-walled</td> <td data-sheets-value='{"1":2,"2":"Opal (O/H/O)"}' style="border-right:1px solid #000000;overflow:hidden;padding:0px 3px 0px 3px;vertical-align:bottom;font-weight:bold;">Opal (O/H/O)</td> <td data-sheets-numberformat='{"1":2,"2":"0.00","3":1}' data-sheets-value='{"1":3,"3":1.7}' style="overflow:hidden;padding:0px 3px 0px 3px;vertical-align:bottom;text-align:center;">1.70</td> <td data-sheets-numberformat='{"1":2,"2":"0","3":1}' data-sheets-value='{"1":3,"3":62}' style="overflow:hidden;padding:0px 3px 0px 3px;vertical-align:bottom;text-align:center;">62</td> <td data-sheets-numberformat='{"1":2,"2":"0","3":1}' data-sheets-value='{"1":3,"3":51}' style="overflow:hidden;padding:0px 3px 0px 3px;vertical-align:bottom;text-align:center;">51</td> <td data-sheets-numberformat='{"1":2,"2":"0","3":1}' data-sheets-value='{"1":3,"3":22}' style="border-right:1px solid #000000;overflow:hidden;padding:0px 3px 0px 3px;vertical-align:bottom;text-align:center;">22</td> </tr> <tr style="height:20px;"> <td style="border-left:1px solid #000000;overflow:hidden;padding:0px 3px 0px 3px;vertical-align:bottom;font-weight:bold;"></td> <td data-sheets-value='{"1":2,"2":"Four-walled"}' style="overflow:hidden;padding:0px 3px 0px 3px;vertical-align:bottom;font-weight:bold;">Four-walled</td> <td data-sheets-value='{"1":2,"2":"Clear (H/H/H/H)"}' style="border-right:1px solid #000000;overflow:hidden;padding:0px 3px 0px 3px;vertical-align:bottom;font-weight:bold;">Clear (H/H/H/H)</td> <td data-sheets-numberformat='{"1":2,"2":"0.00","3":1}' data-sheets-value='{"1":3,"3":1.28}' style="overflow:hidden;padding:0px 3px 0px 3px;vertical-align:bottom;text-align:center;">1.28</td> <td data-sheets-numberformat='{"1":2,"2":"0","3":1}' data-sheets-value='{"1":3,"3":64}' style="overflow:hidden;padding:0px 3px 0px 3px;vertical-align:bottom;text-align:center;">64</td> <td data-sheets-numberformat='{"1":2,"2":"0","3":1}' data-sheets-value='{"1":3,"3":54}' style="overflow:hidden;padding:0px 3px 0px 3px;vertical-align:bottom;text-align:center;">54</td> <td data-sheets-numberformat='{"1":2,"2":"0","3":1}' data-sheets-value='{"1":3,"3":23}' style="border-right:1px solid #000000;overflow:hidden;padding:0px 3px 0px 3px;vertical-align:bottom;text-align:center;">23</td> </tr> <tr style="height:20px;"> <td style="border-bottom:1px solid #000000;border-left:1px solid #000000;overflow:hidden;padding:0px 3px 0px 3px;vertical-align:bottom;"></td> <td data-sheets-value='{"1":2,"2":"Four-walled"}' style="border-bottom:1px solid #000000;overflow:hidden;padding:0px 3px 0px 3px;vertical-align:bottom;font-weight:bold;">Four-walled</td> <td data-sheets-value='{"1":2,"2":"Opal (H/H/O/H)"}' style="border-right:1px solid #000000;border-bottom:1px solid #000000;overflow:hidden;padding:0px 3px 0px 3px;vertical-align:bottom;font-weight:bold;">Opal (H/H/O/H)</td> <td data-sheets-numberformat='{"1":2,"2":"0.00","3":1}' data-sheets-value='{"1":3,"3":1.28}' style="border-bottom:1px solid #000000;overflow:hidden;padding:0px 3px 0px 3px;vertical-align:bottom;text-align:center;">1.28</td> <td data-sheets-numberformat='{"1":2,"2":"0","3":1}' data-sheets-value='{"1":3,"3":59}' style="border-bottom:1px solid #000000;overflow:hidden;padding:0px 3px 0px 3px;vertical-align:bottom;text-align:center;">59</td> <td data-sheets-numberformat='{"1":2,"2":"0","3":1}' data-sheets-value='{"1":3,"3":48}' style="border-bottom:1px solid #000000;overflow:hidden;padding:0px 3px 0px 3px;vertical-align:bottom;text-align:center;">48</td> <td data-sheets-numberformat='{"1":2,"2":"0","3":1}' data-sheets-value='{"1":3,"3":23}' style="border-right:1px solid #000000;border-bottom:1px solid #000000;overflow:hidden;padding:0px 3px 0px 3px;vertical-align:bottom;text-align:center;">23</td> </tr> <tr style="height:20px;"> <td data-sheets-value='{"1":2,"2":"Polycarbonate "}' style="border-left:1px solid #000000;overflow:hidden;padding:0px 3px 0px 3px;vertical-align:bottom;font-weight:bold;">Polycarbonate </td> <td data-sheets-value='{"1":2,"2":"Single-walled"}' style="overflow:hidden;padding:0px 3px 0px 3px;vertical-align:bottom;font-weight:bold;">Single-walled</td> <td data-sheets-value='{"1":2,"2":"Clear (A)"}' style="border-right:1px solid #000000;overflow:hidden;padding:0px 3px 0px 3px;vertical-align:bottom;font-weight:bold;">Clear (A)</td> <td data-sheets-numberformat='{"1":2,"2":"0.00","3":1}' data-sheets-value='{"1":3,"3":5.17}' style="overflow:hidden;padding:0px 3px 0px 3px;vertical-align:bottom;text-align:center;">5.17</td> <td data-sheets-numberformat='{"1":2,"2":"0","3":1}' data-sheets-value='{"1":3,"3":88}' style="overflow:hidden;padding:0px 3px 0px 3px;vertical-align:bottom;text-align:center;">88</td> <td data-sheets-numberformat='{"1":2,"2":"0","3":1}' data-sheets-value='{"1":3,"3":83}' style="overflow:hidden;padding:0px 3px 0px 3px;vertical-align:bottom;text-align:center;">83</td> <td data-sheets-numberformat='{"1":2,"2":"0","3":1}' data-sheets-value='{"1":2,"2":"-"}' style="border-right:1px solid #000000;overflow:hidden;padding:0px 3px 0px 3px;vertical-align:bottom;text-align:center;">-</td> </tr> <tr style="height:20px;"> <td data-sheets-value='{"1":2,"2":"PC"}' style="border-left:1px solid #000000;overflow:hidden;padding:0px 3px 0px 3px;vertical-align:bottom;font-weight:bold;">PC</td> <td data-sheets-value='{"1":2,"2":"Single-walled"}' style="overflow:hidden;padding:0px 3px 0px 3px;vertical-align:bottom;font-weight:bold;">Single-walled</td> <td data-sheets-value='{"1":2,"2":"Opal (D)"}' style="border-right:1px solid #000000;overflow:hidden;padding:0px 3px 0px 3px;vertical-align:bottom;font-weight:bold;">Opal (D)</td> <td data-sheets-numberformat='{"1":2,"2":"0.00","3":1}' data-sheets-value='{"1":3,"3":5.17}' style="overflow:hidden;padding:0px 3px 0px 3px;vertical-align:bottom;text-align:center;">5.17</td> <td data-sheets-numberformat='{"1":2,"2":"0","3":1}' data-sheets-value='{"1":3,"3":58}' style="overflow:hidden;padding:0px 3px 0px 3px;vertical-align:bottom;text-align:center;">58</td> <td data-sheets-numberformat='{"1":2,"2":"0","3":1}' data-sheets-value='{"1":3,"3":60}' style="overflow:hidden;padding:0px 3px 0px 3px;vertical-align:bottom;text-align:center;">60</td> <td data-sheets-numberformat='{"1":2,"2":"0","3":1}' data-sheets-value='{"1":2,"2":"-"}' style="border-right:1px solid #000000;overflow:hidden;padding:0px 3px 0px 3px;vertical-align:bottom;text-align:center;">-</td> </tr> <tr style="height:20px;"> <td style="border-left:1px solid #000000;overflow:hidden;padding:0px 3px 0px 3px;vertical-align:bottom;font-weight:bold;"></td> <td data-sheets-value='{"1":2,"2":"Double-walled"}' style="overflow:hidden;padding:0px 3px 0px 3px;vertical-align:bottom;font-weight:bold;">Double-walled</td> <td data-sheets-value='{"1":2,"2":"Clear (A/H)"}' style="border-right:1px solid #000000;overflow:hidden;padding:0px 3px 0px 3px;vertical-align:bottom;font-weight:bold;">Clear (A/H)</td> <td data-sheets-numberformat='{"1":2,"2":"0.00","3":1}' data-sheets-value='{"1":3,"3":2.9}' style="overflow:hidden;padding:0px 3px 0px 3px;vertical-align:bottom;text-align:center;">2.90</td> <td data-sheets-numberformat='{"1":2,"2":"0","3":1}' data-sheets-value='{"1":3,"3":79}' style="overflow:hidden;padding:0px 3px 0px 3px;vertical-align:bottom;text-align:center;">79</td> <td data-sheets-numberformat='{"1":2,"2":"0","3":1}' data-sheets-value='{"1":3,"3":72}' style="overflow:hidden;padding:0px 3px 0px 3px;vertical-align:bottom;text-align:center;">72</td> <td data-sheets-numberformat='{"1":2,"2":"0","3":1}' data-sheets-value='{"1":3,"3":20}' style="border-right:1px solid #000000;overflow:hidden;padding:0px 3px 0px 3px;vertical-align:bottom;text-align:center;">20</td> </tr> <tr style="height:20px;"> <td style="border-left:1px solid #000000;overflow:hidden;padding:0px 3px 0px 3px;vertical-align:bottom;font-weight:bold;"></td> <td data-sheets-value='{"1":2,"2":"Double-walled"}' style="overflow:hidden;padding:0px 3px 0px 3px;vertical-align:bottom;font-weight:bold;">Double-walled</td> <td data-sheets-value='{"1":2,"2":"Clear (A/A)"}' style="border-right:1px solid #000000;overflow:hidden;padding:0px 3px 0px 3px;vertical-align:bottom;font-weight:bold;">Clear (A/A)</td> <td data-sheets-numberformat='{"1":2,"2":"0.00","3":1}' data-sheets-value='{"1":3,"3":2.9}' style="overflow:hidden;padding:0px 3px 0px 3px;vertical-align:bottom;text-align:center;">2.90</td> <td data-sheets-numberformat='{"1":2,"2":"0","3":1}' data-sheets-value='{"1":3,"3":77}' style="overflow:hidden;padding:0px 3px 0px 3px;vertical-align:bottom;text-align:center;">77</td> <td data-sheets-numberformat='{"1":2,"2":"0","3":1}' data-sheets-value='{"1":3,"3":69}' style="overflow:hidden;padding:0px 3px 0px 3px;vertical-align:bottom;text-align:center;">69</td> <td data-sheets-numberformat='{"1":2,"2":"0","3":1}' data-sheets-value='{"1":3,"3":20}' style="border-right:1px solid #000000;overflow:hidden;padding:0px 3px 0px 3px;vertical-align:bottom;text-align:center;">20</td> </tr> <tr style="height:20px;"> <td style="border-left:1px solid #000000;overflow:hidden;padding:0px 3px 0px 3px;vertical-align:bottom;font-weight:bold;"></td> <td data-sheets-value='{"1":2,"2":"Double-walled"}' style="overflow:hidden;padding:0px 3px 0px 3px;vertical-align:bottom;font-weight:bold;">Double-walled</td> <td data-sheets-value='{"1":2,"2":"Opal (A/O)"}' style="border-right:1px solid #000000;overflow:hidden;padding:0px 3px 0px 3px;vertical-align:bottom;font-weight:bold;">Opal (A/O)</td> <td data-sheets-numberformat='{"1":2,"2":"0.00","3":1}' data-sheets-value='{"1":3,"3":2.9}' style="overflow:hidden;padding:0px 3px 0px 3px;vertical-align:bottom;text-align:center;">2.90</td> <td data-sheets-numberformat='{"1":2,"2":"0","3":1}' data-sheets-value='{"1":3,"3":73}' style="overflow:hidden;padding:0px 3px 0px 3px;vertical-align:bottom;text-align:center;">73</td> <td data-sheets-numberformat='{"1":2,"2":"0","3":1}' data-sheets-value='{"1":3,"3":63}' style="overflow:hidden;padding:0px 3px 0px 3px;vertical-align:bottom;text-align:center;">63</td> <td data-sheets-numberformat='{"1":2,"2":"0","3":1}' data-sheets-value='{"1":3,"3":20}' style="border-right:1px solid #000000;overflow:hidden;padding:0px 3px 0px 3px;vertical-align:bottom;text-align:center;">20</td> </tr> <tr style="height:20px;"> <td style="border-left:1px solid #000000;overflow:hidden;padding:0px 3px 0px 3px;vertical-align:bottom;font-weight:bold;"></td> <td data-sheets-value='{"1":2,"2":"Double-walled"}' style="overflow:hidden;padding:0px 3px 0px 3px;vertical-align:bottom;font-weight:bold;">Double-walled</td> <td data-sheets-value='{"1":2,"2":"Opal (A/D)"}' style="border-right:1px solid #000000;overflow:hidden;padding:0px 3px 0px 3px;vertical-align:bottom;font-weight:bold;">Opal (A/D)</td> <td data-sheets-numberformat='{"1":2,"2":"0.00","3":1}' data-sheets-value='{"1":3,"3":2.9}' style="overflow:hidden;padding:0px 3px 0px 3px;vertical-align:bottom;text-align:center;">2.90</td> <td data-sheets-numberformat='{"1":2,"2":"0","3":1}' data-sheets-value='{"1":3,"3":51}' style="overflow:hidden;padding:0px 3px 0px 3px;vertical-align:bottom;text-align:center;">51</td> <td data-sheets-numberformat='{"1":2,"2":"0","3":1}' data-sheets-value='{"1":3,"3":50}' style="overflow:hidden;padding:0px 3px 0px 3px;vertical-align:bottom;text-align:center;">50</td> <td data-sheets-numberformat='{"1":2,"2":"0","3":1}' data-sheets-value='{"1":3,"3":20}' style="border-right:1px solid #000000;overflow:hidden;padding:0px 3px 0px 3px;vertical-align:bottom;text-align:center;">20</td> </tr> <tr style="height:20px;"> <td style="border-left:1px solid #000000;overflow:hidden;padding:0px 3px 0px 3px;vertical-align:bottom;font-weight:bold;"></td> <td data-sheets-value='{"1":2,"2":"Triple-walled"}' style="overflow:hidden;padding:0px 3px 0px 3px;vertical-align:bottom;font-weight:bold;">Triple-walled</td> <td data-sheets-value='{"1":2,"2":"Clear (A/H/H)"}' style="border-right:1px solid #000000;overflow:hidden;padding:0px 3px 0px 3px;vertical-align:bottom;font-weight:bold;">Clear (A/H/H)</td> <td data-sheets-numberformat='{"1":2,"2":"0.00","3":1}' data-sheets-value='{"1":3,"3":1.7}' style="overflow:hidden;padding:0px 3px 0px 3px;vertical-align:bottom;text-align:center;">1.70</td> <td data-sheets-numberformat='{"1":2,"2":"0","3":1}' data-sheets-value='{"1":3,"3":71}' style="overflow:hidden;padding:0px 3px 0px 3px;vertical-align:bottom;text-align:center;">71</td> <td data-sheets-numberformat='{"1":2,"2":"0","3":1}' data-sheets-value='{"1":3,"3":63}' style="overflow:hidden;padding:0px 3px 0px 3px;vertical-align:bottom;text-align:center;">63</td> <td data-sheets-numberformat='{"1":2,"2":"0","3":1}' data-sheets-value='{"1":3,"3":22}' style="border-right:1px solid #000000;overflow:hidden;padding:0px 3px 0px 3px;vertical-align:bottom;text-align:center;">22</td> </tr> <tr style="height:20px;"> <td style="border-left:1px solid #000000;overflow:hidden;padding:0px 3px 0px 3px;vertical-align:bottom;font-weight:bold;"></td> <td data-sheets-value='{"1":2,"2":"Triple-walled"}' style="overflow:hidden;padding:0px 3px 0px 3px;vertical-align:bottom;font-weight:bold;">Triple-walled</td> <td data-sheets-value='{"1":2,"2":"Opal (A/O/O)"}' style="border-right:1px solid #000000;overflow:hidden;padding:0px 3px 0px 3px;vertical-align:bottom;font-weight:bold;">Opal (A/O/O)</td> <td data-sheets-numberformat='{"1":2,"2":"0.00","3":1}' data-sheets-value='{"1":3,"3":1.7}' style="overflow:hidden;padding:0px 3px 0px 3px;vertical-align:bottom;text-align:center;">1.70</td> <td data-sheets-numberformat='{"1":2,"2":"0","3":1}' data-sheets-value='{"1":3,"3":61}' style="overflow:hidden;padding:0px 3px 0px 3px;vertical-align:bottom;text-align:center;">61</td> <td data-sheets-numberformat='{"1":2,"2":"0","3":1}' data-sheets-value='{"1":3,"3":48}' style="overflow:hidden;padding:0px 3px 0px 3px;vertical-align:bottom;text-align:center;">48</td> <td data-sheets-numberformat='{"1":2,"2":"0","3":1}' data-sheets-value='{"1":3,"3":22}' style="border-right:1px solid #000000;overflow:hidden;padding:0px 3px 0px 3px;vertical-align:bottom;text-align:center;">22</td> </tr> <tr style="height:20px;"> <td style="border-left:1px solid #000000;overflow:hidden;padding:0px 3px 0px 3px;vertical-align:bottom;font-weight:bold;"></td> <td data-sheets-value='{"1":2,"2":"Four-walled"}' style="overflow:hidden;padding:0px 3px 0px 3px;vertical-align:bottom;font-weight:bold;">Four-walled</td> <td data-sheets-value='{"1":2,"2":"Clear (A/H/H/H)"}' style="border-right:1px solid #000000;overflow:hidden;padding:0px 3px 0px 3px;vertical-align:bottom;font-weight:bold;">Clear (A/H/H/H)</td> <td data-sheets-numberformat='{"1":2,"2":"0.00","3":1}' data-sheets-value='{"1":3,"3":1.28}' style="overflow:hidden;padding:0px 3px 0px 3px;vertical-align:bottom;text-align:center;">1.28</td> <td data-sheets-numberformat='{"1":2,"2":"0","3":1}' data-sheets-value='{"1":3,"3":64}' style="overflow:hidden;padding:0px 3px 0px 3px;vertical-align:bottom;text-align:center;">64</td> <td data-sheets-numberformat='{"1":2,"2":"0","3":1}' data-sheets-value='{"1":3,"3":52}' style="overflow:hidden;padding:0px 3px 0px 3px;vertical-align:bottom;text-align:center;">52</td> <td data-sheets-numberformat='{"1":2,"2":"0","3":1}' data-sheets-value='{"1":3,"3":23}' style="border-right:1px solid #000000;overflow:hidden;padding:0px 3px 0px 3px;vertical-align:bottom;text-align:center;">23</td> </tr> <tr style="height:20px;"> <td style="border-bottom:1px solid #000000;border-left:1px solid #000000;overflow:hidden;padding:0px 3px 0px 3px;vertical-align:bottom;"></td> <td data-sheets-value='{"1":2,"2":"Four-walled"}' style="border-bottom:1px solid #000000;overflow:hidden;padding:0px 3px 0px 3px;vertical-align:bottom;font-weight:bold;">Four-walled</td> <td data-sheets-value='{"1":2,"2":"Opal (A/H/O/H)"}' style="border-right:1px solid #000000;border-bottom:1px solid #000000;overflow:hidden;padding:0px 3px 0px 3px;vertical-align:bottom;font-weight:bold;">Opal (A/H/O/H)</td> <td data-sheets-numberformat='{"1":2,"2":"0.00","3":1}' data-sheets-value='{"1":3,"3":1.28}' style="border-bottom:1px solid #000000;overflow:hidden;padding:0px 3px 0px 3px;vertical-align:bottom;text-align:center;">1.28</td> <td data-sheets-numberformat='{"1":2,"2":"0","3":1}' data-sheets-value='{"1":3,"3":59}' style="border-bottom:1px solid #000000;overflow:hidden;padding:0px 3px 0px 3px;vertical-align:bottom;text-align:center;">59</td> <td data-sheets-numberformat='{"1":2,"2":"0","3":1}' data-sheets-value='{"1":3,"3":46}' style="border-bottom:1px solid #000000;overflow:hidden;padding:0px 3px 0px 3px;vertical-align:bottom;text-align:center;">46</td> <td data-sheets-numberformat='{"1":2,"2":"0","3":1}' data-sheets-value='{"1":3,"3":23}' style="border-right:1px solid #000000;border-bottom:1px solid #000000;overflow:hidden;padding:0px 3px 0px 3px;vertical-align:bottom;text-align:center;">23</td> </tr> <tr style="height:20px;"> <td data-sheets-value='{"1":2,"2":"Polycarbonate"}' style="border-left:1px solid #000000;overflow:hidden;padding:0px 3px 0px 3px;vertical-align:bottom;font-weight:bold;">Polycarbonate</td> <td data-sheets-value='{"1":2,"2":"Single-walled"}' style="overflow:hidden;padding:0px 3px 0px 3px;vertical-align:bottom;font-weight:bold;">Single-walled</td> <td data-sheets-value='{"1":2,"2":"Heatstop Opal (T)"}' style="border-right:1px solid #000000;overflow:hidden;padding:0px 3px 0px 3px;vertical-align:bottom;font-weight:bold;">Heatstop Opal (T)</td> <td data-sheets-numberformat='{"1":2,"2":"0.00","3":1}' data-sheets-value='{"1":3,"3":5.17}' style="overflow:hidden;padding:0px 3px 0px 3px;vertical-align:bottom;text-align:center;">5.17</td> <td data-sheets-numberformat='{"1":2,"2":"0","3":1}' data-sheets-value='{"1":3,"3":49}' style="overflow:hidden;padding:0px 3px 0px 3px;vertical-align:bottom;text-align:center;">49</td> <td data-sheets-numberformat='{"1":2,"2":"0","3":1}' data-sheets-value='{"1":3,"3":59}' style="overflow:hidden;padding:0px 3px 0px 3px;vertical-align:bottom;text-align:center;">59</td> <td data-sheets-numberformat='{"1":2,"2":"0","3":1}' data-sheets-value='{"1":2,"2":"-"}' style="border-right:1px solid #000000;overflow:hidden;padding:0px 3px 0px 3px;vertical-align:bottom;text-align:center;">-</td> </tr> <tr style="height:20px;"> <td data-sheets-value='{"1":2,"2":"Heatstop PC"}' style="border-left:1px solid #000000;overflow:hidden;padding:0px 3px 0px 3px;vertical-align:bottom;font-weight:bold;">Heatstop PC</td> <td data-sheets-value='{"1":2,"2":"Double-walled"}' style="overflow:hidden;padding:0px 3px 0px 3px;vertical-align:bottom;font-weight:bold;">Double-walled</td> <td data-sheets-value='{"1":2,"2":"Clear (T/H)"}' style="border-right:1px solid #000000;overflow:hidden;padding:0px 3px 0px 3px;vertical-align:bottom;font-weight:bold;">Clear (T/H)</td> <td data-sheets-numberformat='{"1":2,"2":"0.00","3":1}' data-sheets-value='{"1":3,"3":2.9}' style="overflow:hidden;padding:0px 3px 0px 3px;vertical-align:bottom;text-align:center;">2.90</td> <td data-sheets-numberformat='{"1":2,"2":"0","3":1}' data-sheets-value='{"1":3,"3":44}' style="overflow:hidden;padding:0px 3px 0px 3px;vertical-align:bottom;text-align:center;">44</td> <td data-sheets-numberformat='{"1":2,"2":"0","3":1}' data-sheets-value='{"1":3,"3":51}' style="overflow:hidden;padding:0px 3px 0px 3px;vertical-align:bottom;text-align:center;">51</td> <td data-sheets-numberformat='{"1":2,"2":"0","3":1}' data-sheets-value='{"1":3,"3":20}' style="border-right:1px solid #000000;overflow:hidden;padding:0px 3px 0px 3px;vertical-align:bottom;text-align:center;">20</td> </tr> <tr style="height:20px;"> <td style="border-left:1px solid #000000;overflow:hidden;padding:0px 3px 0px 3px;vertical-align:bottom;font-weight:bold;"></td> <td data-sheets-value='{"1":2,"2":"Double-walled"}' style="overflow:hidden;padding:0px 3px 0px 3px;vertical-align:bottom;font-weight:bold;">Double-walled</td> <td data-sheets-value='{"1":2,"2":"Opal (T/O)"}' style="border-right:1px solid #000000;overflow:hidden;padding:0px 3px 0px 3px;vertical-align:bottom;font-weight:bold;">Opal (T/O)</td> <td data-sheets-numberformat='{"1":2,"2":"0.00","3":1}' data-sheets-value='{"1":3,"3":2.9}' style="overflow:hidden;padding:0px 3px 0px 3px;vertical-align:bottom;text-align:center;">2.90</td> <td data-sheets-numberformat='{"1":2,"2":"0","3":1}' data-sheets-value='{"1":3,"3":41}' style="overflow:hidden;padding:0px 3px 0px 3px;vertical-align:bottom;text-align:center;">41</td> <td data-sheets-numberformat='{"1":2,"2":"0","3":1}' data-sheets-value='{"1":3,"3":45}' style="overflow:hidden;padding:0px 3px 0px 3px;vertical-align:bottom;text-align:center;">45</td> <td data-sheets-numberformat='{"1":2,"2":"0","3":1}' data-sheets-value='{"1":3,"3":20}' style="border-right:1px solid #000000;overflow:hidden;padding:0px 3px 0px 3px;vertical-align:bottom;text-align:center;">20</td> </tr> <tr style="height:20px;"> <td style="border-left:1px solid #000000;overflow:hidden;padding:0px 3px 0px 3px;vertical-align:bottom;font-weight:bold;"></td> <td data-sheets-value='{"1":2,"2":"Triple-walled"}' style="overflow:hidden; | skylux-160-ce-met-koepel-en-polyester-opstand-30-20-met-lm-motor-1000-x-2200-mm | 8586010722637 | 46872306975053
Smoke and heat exhaust (SHEV) | SHE system | Skylux | Skylux 160° CE with skylight and polyester curb 30/20 with LM-actuator 1000 x 2300 mm |  | 50711 | 5412970507116 | 5484.95 | Yes | 30-45 | 73.95 | 1000 x 2300 mm | 2300 | 1000 |  | polyester 30/20 (30 cm high & roof opening = 20 cm larger than daylight size) | Rectangular | 5.17 W/m²K - 1.28 W/m²K | 87% - 32% | 90% - 32% | 20dB - 23dB | 160° CE (for industry) | skylight | without spoiler | E | Single actuator | Maximum four-walled skylight possible for this product | Ut-value LT-value g-value Rw-value EN 1873 : 2014 EN ISO 13468 EN 16153 EN 410 EN 410 EN ISO 140-3 Material Walls Shells (W/m²K) (%) (%) (dB) Acrylic Single-walled Clear (H) 5.17 90 87 - PMMA Single-walled Opal (O) 5.17 83 76 - Double-walled Clear (H/H) 2.90 81 75 20 Double-walled Opal (O/O) 2.90 69 58 20 Triple-walled Clear (H/H/H) 1.70 73 65 22 Triple-walled Opal (O/H/O) 1.70 62 51 22 Four-walled Clear (H/H/H/H) 1.28 64 54 23 Four-walled Opal (H/H/O/H) 1.28 59 48 23 Polycarbonate Single-walled Clear (A) 5.17 88 83 - PC Single-walled Opal (D) 5.17 58 60 - Double-walled Clear (A/H) 2.90 79 72 20 Double-walled Clear (A/A) 2.90 77 69 20 Double-walled Opal (A/O) 2.90 73 63 20 Double-walled Opal (A/D) 2.90 51 50 20 Triple-walled Clear (A/H/H) 1.70 71 63 22 Triple-walled Opal (A/O/O) 1.70 61 48 22 Four-walled Clear (A/H/H/H) 1.28 64 52 23 Four-walled Opal (A/H/O/H) 1.28 59 46 23 Polycarbonate Single-walled Heatstop Opal (T) 5.17 49 59 - Heatstop PC Double-walled Clear (T/H) 2.90 44 51 20 Double-walled Opal (T/O) 2.90 41 45 20 Triple-walled Clear (T/H/H) 1.70 40 <td data-sheets-numberformat='{"1":2,"2":"0","3":1}' data-sheets-value='{"1":3,"3":44}' style="overflow:hidden;paddin | https://skylux.eu/en/products/skylux-160-ce-met-koepel-en-polyester-opstand-30-20-met-lm-motor-1000-x-2300-mm | https://skylux.eu/cdn/shop/files/Skylux-160deg-CE-met-koepel-en-polyester-opstand-3020-met-LM-motor-1000-x-2300-mm-RWA-systeem.jpg?v=1702977933&width=1600 | https://skylux.eu/cdn/shop/files/e5a82811-1bb0-48e4-a776-cacb59c7c092_43dfcd6c-51d2-4339-954e-0ba33af5d4ca.jpg?v=1688550509&width=1600 | //skylux.eu/cdn/shop/files/E_MH_Mounting_instructions_Skylux_160_CE_LM.pdf?v=12406716259046007223 | //skylux.eu/cdn/shop/files/E_TD_Technical_File_Skylux_Skylux_160_CE_Electric.pdf?v=3667116872303399239 | <style type="text/css" id="isPasted"> <!--td { border: 1px solid #cccccc; } br { mso-data-placement: same-cell; } --> </style> <table border="1" cellpadding="0" cellspacing="0" dir="ltr" style="table-layout:fixed;font-size:10pt;font-family:Arial;border-collapse:collapse;border:none;"><tbody> <tr style="height:20px;"> <td style="overflow:hidden;padding:0px 3px 0px 3px;vertical-align:bottom;"></td> <td style="overflow:hidden;padding:0px 3px 0px 3px;vertical-align:bottom;"></td> <td style="overflow:hidden;padding:0px 3px 0px 3px;vertical-align:bottom;"></td> <td data-sheets-value='{"1":2,"2":"Ut-value"}' style="overflow:hidden;padding:0px 3px 0px 3px;vertical-align:bottom;font-weight:bold;text-align:center;">Ut-value</td> <td data-sheets-value='{"1":2,"2":"LT-value"}' style="overflow:hidden;padding:0px 3px 0px 3px;vertical-align:bottom;font-weight:bold;text-align:center;">LT-value</td> <td data-sheets-value='{"1":2,"2":"g-value"}' style="overflow:hidden;padding:0px 3px 0px 3px;vertical-align:bottom;font-weight:bold;text-align:center;">g-value</td> <td data-sheets-value='{"1":2,"2":"Rw-value "}' style="overflow:hidden;padding:0px 3px 0px 3px;vertical-align:bottom;font-weight:bold;text-align:center;">Rw-value </td> </tr> <tr style="height:20px;"> <td style="overflow:hidden;padding:0px 3px 0px 3px;vertical-align:bottom;"></td> <td style="overflow:hidden;padding:0px 3px 0px 3px;vertical-align:bottom;"></td> <td style="overflow:hidden;padding:0px 3px 0px 3px;vertical-align:bottom;"></td> <td data-sheets-numberformat='{"1":2,"2":"0.00","3":1}' data-sheets-value='{"1":2,"2":"EN 1873 : 2014"}' style="overflow:hidden;padding:0px 3px 0px 3px;vertical-align:bottom;text-align:center;">EN 1873 : 2014</td> <td data-sheets-numberformat='{"1":2,"2":"0","3":1}' data-sheets-value='{"1":2,"2":"EN ISO 13468 EN 16153 EN 410"}' style="overflow:hidden;padding:0px 3px 0px 3px;vertical-align:bottom;text-align:center;">EN ISO 13468 EN 16153 EN 410</td> <td data-sheets-numberformat='{"1":2,"2":"0","3":1}' data-sheets-value='{"1":2,"2":"EN 410"}' style="overflow:hidden;padding:0px 3px 0px 3px;vertical-align:bottom;text-align:center;">EN 410</td> <td data-sheets-value='{"1":2,"2":"EN ISO 140-3\t\t"}' style="overflow:hidden;padding:0px 3px 0px 3px;vertical-align:bottom;text-align:center;">EN ISO 140-3 </td> </tr> <tr style="height:20px;"> <td data-sheets-value='{"1":2,"2":"Material"}' style="border-bottom:1px solid #000000;overflow:hidden;padding:0px 3px 0px 3px;vertical-align:bottom;background-color:#000000;font-weight:bold;color:#ffffff;">Material</td> <td data-sheets-value='{"1":2,"2":"Walls"}' style="border-bottom:1px solid #000000;overflow:hidden;padding:0px 3px 0px 3px;vertical-align:bottom;background-color:#000000;font-weight:bold;color:#ffffff;">Walls</td> <td data-sheets-value='{"1":2,"2":"Shells"}' style="border-bottom:1px solid #000000;overflow:hidden;padding:0px 3px 0px 3px;vertical-align:bottom;background-color:#000000;font-weight:bold;color:#ffffff;">Shells</td> <td data-sheets-numberformat='{"1":2,"2":"0.00","3":1}' data-sheets-value='{"1":2,"2":"(W/m²K)\t"}' style="border-bottom:1px solid #000000;overflow:hidden;padding:0px 3px 0px 3px;vertical-align:bottom;background-color:#000000;font-weight:bold;color:#ffffff;text-align:center;">(W/m²K) </td> <td data-sheets-numberformat='{"1":2,"2":"0","3":1}' data-sheets-value='{"1":2,"2":"(%)"}' style="border-bottom:1px solid #000000;overflow:hidden;padding:0px 3px 0px 3px;vertical-align:bottom;background-color:#000000;font-weight:bold;color:#ffffff;text-align:center;">(%)</td> <td data-sheets-numberformat='{"1":2,"2":"0","3":1}' data-sheets-value='{"1":2,"2":"(%)"}' style="border-bottom:1px solid #000000;overflow:hidden;padding:0px 3px 0px 3px;vertical-align:bottom;background-color:#000000;font-weight:bold;color:#ffffff;text-align:center;">(%)</td> <td data-sheets-value='{"1":2,"2":"(dB)"}' style="border-bottom:1px solid #000000;overflow:hidden;padding:0px 3px 0px 3px;vertical-align:bottom;background-color:#000000;font-weight:bold;color:#ffffff;text-align:center;">(dB)</td> </tr> <tr style="height:20px;"> <td data-sheets-value='{"1":2,"2":"Acrylic"}' style="border-left:1px solid #000000;overflow:hidden;padding:0px 3px 0px 3px;vertical-align:bottom;font-weight:bold;">Acrylic</td> <td data-sheets-value='{"1":2,"2":"Single-walled"}' style="overflow:hidden;padding:0px 3px 0px 3px;vertical-align:bottom;font-weight:bold;">Single-walled</td> <td data-sheets-value='{"1":2,"2":"Clear (H)"}' style="border-right:1px solid #000000;overflow:hidden;padding:0px 3px 0px 3px;vertical-align:bottom;font-weight:bold;">Clear (H)</td> <td data-sheets-numberformat='{"1":2,"2":"0.00","3":1}' data-sheets-value='{"1":3,"3":5.17}' style="overflow:hidden;padding:0px 3px 0px 3px;vertical-align:bottom;text-align:center;">5.17</td> <td data-sheets-numberformat='{"1":2,"2":"0","3":1}' data-sheets-value='{"1":3,"3":90}' style="overflow:hidden;padding:0px 3px 0px 3px;vertical-align:bottom;text-align:center;">90</td> <td data-sheets-numberformat='{"1":2,"2":"0","3":1}' data-sheets-value='{"1":3,"3":87}' style="overflow:hidden;padding:0px 3px 0px 3px;vertical-align:bottom;text-align:center;">87</td> <td data-sheets-numberformat='{"1":2,"2":"0","3":1}' data-sheets-value='{"1":2,"2":"-"}' style="border-right:1px solid #000000;overflow:hidden;padding:0px 3px 0px 3px;vertical-align:bottom;text-align:center;">-</td> </tr> <tr style="height:20px;"> <td data-sheets-value='{"1":2,"2":"PMMA"}' style="border-left:1px solid #000000;overflow:hidden;padding:0px 3px 0px 3px;vertical-align:bottom;font-weight:bold;">PMMA</td> <td data-sheets-value='{"1":2,"2":"Single-walled"}' style="overflow:hidden;padding:0px 3px 0px 3px;vertical-align:bottom;font-weight:bold;">Single-walled</td> <td data-sheets-value='{"1":2,"2":"Opal (O)"}' style="border-right:1px solid #000000;overflow:hidden;padding:0px 3px 0px 3px;vertical-align:bottom;font-weight:bold;">Opal (O)</td> <td data-sheets-numberformat='{"1":2,"2":"0.00","3":1}' data-sheets-value='{"1":3,"3":5.17}' style="overflow:hidden;padding:0px 3px 0px 3px;vertical-align:bottom;text-align:center;">5.17</td> <td data-sheets-numberformat='{"1":2,"2":"0","3":1}' data-sheets-value='{"1":3,"3":83}' style="overflow:hidden;padding:0px 3px 0px 3px;vertical-align:bottom;text-align:center;">83</td> <td data-sheets-numberformat='{"1":2,"2":"0","3":1}' data-sheets-value='{"1":3,"3":76}' style="overflow:hidden;padding:0px 3px 0px 3px;vertical-align:bottom;text-align:center;">76</td> <td data-sheets-numberformat='{"1":2,"2":"0","3":1}' data-sheets-value='{"1":2,"2":"-"}' style="border-right:1px solid #000000;overflow:hidden;padding:0px 3px 0px 3px;vertical-align:bottom;text-align:center;">-</td> </tr> <tr style="height:20px;"> <td style="border-left:1px solid #000000;overflow:hidden;padding:0px 3px 0px 3px;vertical-align:bottom;font-weight:bold;"></td> <td data-sheets-value='{"1":2,"2":"Double-walled"}' style="overflow:hidden;padding:0px 3px 0px 3px;vertical-align:bottom;font-weight:bold;">Double-walled</td> <td data-sheets-value='{"1":2,"2":"Clear (H/H)"}' style="border-right:1px solid #000000;overflow:hidden;padding:0px 3px 0px 3px;vertical-align:bottom;font-weight:bold;">Clear (H/H)</td> <td data-sheets-numberformat='{"1":2,"2":"0.00","3":1}' data-sheets-value='{"1":3,"3":2.9}' style="overflow:hidden;padding:0px 3px 0px 3px;vertical-align:bottom;text-align:center;">2.90</td> <td data-sheets-numberformat='{"1":2,"2":"0","3":1}' data-sheets-value='{"1":3,"3":81}' style="overflow:hidden;padding:0px 3px 0px 3px;vertical-align:bottom;text-align:center;">81</td> <td data-sheets-numberformat='{"1":2,"2":"0","3":1}' data-sheets-value='{"1":3,"3":75}' style="overflow:hidden;padding:0px 3px 0px 3px;vertical-align:bottom;text-align:center;">75</td> <td data-sheets-numberformat='{"1":2,"2":"0","3":1}' data-sheets-value='{"1":3,"3":20}' style="border-right:1px solid #000000;overflow:hidden;padding:0px 3px 0px 3px;vertical-align:bottom;text-align:center;">20</td> </tr> <tr style="height:20px;"> <td style="border-left:1px solid #000000;overflow:hidden;padding:0px 3px 0px 3px;vertical-align:bottom;font-weight:bold;"></td> <td data-sheets-value='{"1":2,"2":"Double-walled"}' style="overflow:hidden;padding:0px 3px 0px 3px;vertical-align:bottom;font-weight:bold;">Double-walled</td> <td data-sheets-value='{"1":2,"2":"Opal (O/O)"}' style="border-right:1px solid #000000;overflow:hidden;padding:0px 3px 0px 3px;vertical-align:bottom;font-weight:bold;">Opal (O/O)</td> <td data-sheets-numberformat='{"1":2,"2":"0.00","3":1}' data-sheets-value='{"1":3,"3":2.9}' style="overflow:hidden;padding:0px 3px 0px 3px;vertical-align:bottom;text-align:center;">2.90</td> <td data-sheets-numberformat='{"1":2,"2":"0","3":1}' data-sheets-value='{"1":3,"3":69}' style="overflow:hidden;padding:0px 3px 0px 3px;vertical-align:bottom;text-align:center;">69</td> <td data-sheets-numberformat='{"1":2,"2":"0","3":1}' data-sheets-value='{"1":3,"3":58}' style="overflow:hidden;padding:0px 3px 0px 3px;vertical-align:bottom;text-align:center;">58</td> <td data-sheets-numberformat='{"1":2,"2":"0","3":1}' data-sheets-value='{"1":3,"3":20}' style="border-right:1px solid #000000;overflow:hidden;padding:0px 3px 0px 3px;vertical-align:bottom;text-align:center;">20</td> </tr> <tr style="height:20px;"> <td style="border-left:1px solid #000000;overflow:hidden;padding:0px 3px 0px 3px;vertical-align:bottom;font-weight:bold;"></td> <td data-sheets-value='{"1":2,"2":"Triple-walled"}' style="overflow:hidden;padding:0px 3px 0px 3px;vertical-align:bottom;font-weight:bold;">Triple-walled</td> <td data-sheets-value='{"1":2,"2":"Clear (H/H/H)"}' style="border-right:1px solid #000000;overflow:hidden;padding:0px 3px 0px 3px;vertical-align:bottom;font-weight:bold;">Clear (H/H/H)</td> <td data-sheets-numberformat='{"1":2,"2":"0.00","3":1}' data-sheets-value='{"1":3,"3":1.7}' style="overflow:hidden;padding:0px 3px 0px 3px;vertical-align:bottom;text-align:center;">1.70</td> <td data-sheets-numberformat='{"1":2,"2":"0","3":1}' data-sheets-value='{"1":3,"3":73}' style="overflow:hidden;padding:0px 3px 0px 3px;vertical-align:bottom;text-align:center;">73</td> <td data-sheets-numberformat='{"1":2,"2":"0","3":1}' data-sheets-value='{"1":3,"3":65}' style="overflow:hidden;padding:0px 3px 0px 3px;vertical-align:bottom;text-align:center;">65</td> <td data-sheets-numberformat='{"1":2,"2":"0","3":1}' data-sheets-value='{"1":3,"3":22}' style="border-right:1px solid #000000;overflow:hidden;padding:0px 3px 0px 3px;vertical-align:bottom;text-align:center;">22</td> </tr> <tr style="height:20px;"> <td style="border-left:1px solid #000000;overflow:hidden;padding:0px 3px 0px 3px;vertical-align:bottom;font-weight:bold;"></td> <td data-sheets-value='{"1":2,"2":"Triple-walled"}' style="overflow:hidden;padding:0px 3px 0px 3px;vertical-align:bottom;font-weight:bold;">Triple-walled</td> <td data-sheets-value='{"1":2,"2":"Opal (O/H/O)"}' style="border-right:1px solid #000000;overflow:hidden;padding:0px 3px 0px 3px;vertical-align:bottom;font-weight:bold;">Opal (O/H/O)</td> <td data-sheets-numberformat='{"1":2,"2":"0.00","3":1}' data-sheets-value='{"1":3,"3":1.7}' style="overflow:hidden;padding:0px 3px 0px 3px;vertical-align:bottom;text-align:center;">1.70</td> <td data-sheets-numberformat='{"1":2,"2":"0","3":1}' data-sheets-value='{"1":3,"3":62}' style="overflow:hidden;padding:0px 3px 0px 3px;vertical-align:bottom;text-align:center;">62</td> <td data-sheets-numberformat='{"1":2,"2":"0","3":1}' data-sheets-value='{"1":3,"3":51}' style="overflow:hidden;padding:0px 3px 0px 3px;vertical-align:bottom;text-align:center;">51</td> <td data-sheets-numberformat='{"1":2,"2":"0","3":1}' data-sheets-value='{"1":3,"3":22}' style="border-right:1px solid #000000;overflow:hidden;padding:0px 3px 0px 3px;vertical-align:bottom;text-align:center;">22</td> </tr> <tr style="height:20px;"> <td style="border-left:1px solid #000000;overflow:hidden;padding:0px 3px 0px 3px;vertical-align:bottom;font-weight:bold;"></td> <td data-sheets-value='{"1":2,"2":"Four-walled"}' style="overflow:hidden;padding:0px 3px 0px 3px;vertical-align:bottom;font-weight:bold;">Four-walled</td> <td data-sheets-value='{"1":2,"2":"Clear (H/H/H/H)"}' style="border-right:1px solid #000000;overflow:hidden;padding:0px 3px 0px 3px;vertical-align:bottom;font-weight:bold;">Clear (H/H/H/H)</td> <td data-sheets-numberformat='{"1":2,"2":"0.00","3":1}' data-sheets-value='{"1":3,"3":1.28}' style="overflow:hidden;padding:0px 3px 0px 3px;vertical-align:bottom;text-align:center;">1.28</td> <td data-sheets-numberformat='{"1":2,"2":"0","3":1}' data-sheets-value='{"1":3,"3":64}' style="overflow:hidden;padding:0px 3px 0px 3px;vertical-align:bottom;text-align:center;">64</td> <td data-sheets-numberformat='{"1":2,"2":"0","3":1}' data-sheets-value='{"1":3,"3":54}' style="overflow:hidden;padding:0px 3px 0px 3px;vertical-align:bottom;text-align:center;">54</td> <td data-sheets-numberformat='{"1":2,"2":"0","3":1}' data-sheets-value='{"1":3,"3":23}' style="border-right:1px solid #000000;overflow:hidden;padding:0px 3px 0px 3px;vertical-align:bottom;text-align:center;">23</td> </tr> <tr style="height:20px;"> <td style="border-bottom:1px solid #000000;border-left:1px solid #000000;overflow:hidden;padding:0px 3px 0px 3px;vertical-align:bottom;"></td> <td data-sheets-value='{"1":2,"2":"Four-walled"}' style="border-bottom:1px solid #000000;overflow:hidden;padding:0px 3px 0px 3px;vertical-align:bottom;font-weight:bold;">Four-walled</td> <td data-sheets-value='{"1":2,"2":"Opal (H/H/O/H)"}' style="border-right:1px solid #000000;border-bottom:1px solid #000000;overflow:hidden;padding:0px 3px 0px 3px;vertical-align:bottom;font-weight:bold;">Opal (H/H/O/H)</td> <td data-sheets-numberformat='{"1":2,"2":"0.00","3":1}' data-sheets-value='{"1":3,"3":1.28}' style="border-bottom:1px solid #000000;overflow:hidden;padding:0px 3px 0px 3px;vertical-align:bottom;text-align:center;">1.28</td> <td data-sheets-numberformat='{"1":2,"2":"0","3":1}' data-sheets-value='{"1":3,"3":59}' style="border-bottom:1px solid #000000;overflow:hidden;padding:0px 3px 0px 3px;vertical-align:bottom;text-align:center;">59</td> <td data-sheets-numberformat='{"1":2,"2":"0","3":1}' data-sheets-value='{"1":3,"3":48}' style="border-bottom:1px solid #000000;overflow:hidden;padding:0px 3px 0px 3px;vertical-align:bottom;text-align:center;">48</td> <td data-sheets-numberformat='{"1":2,"2":"0","3":1}' data-sheets-value='{"1":3,"3":23}' style="border-right:1px solid #000000;border-bottom:1px solid #000000;overflow:hidden;padding:0px 3px 0px 3px;vertical-align:bottom;text-align:center;">23</td> </tr> <tr style="height:20px;"> <td data-sheets-value='{"1":2,"2":"Polycarbonate "}' style="border-left:1px solid #000000;overflow:hidden;padding:0px 3px 0px 3px;vertical-align:bottom;font-weight:bold;">Polycarbonate </td> <td data-sheets-value='{"1":2,"2":"Single-walled"}' style="overflow:hidden;padding:0px 3px 0px 3px;vertical-align:bottom;font-weight:bold;">Single-walled</td> <td data-sheets-value='{"1":2,"2":"Clear (A)"}' style="border-right:1px solid #000000;overflow:hidden;padding:0px 3px 0px 3px;vertical-align:bottom;font-weight:bold;">Clear (A)</td> <td data-sheets-numberformat='{"1":2,"2":"0.00","3":1}' data-sheets-value='{"1":3,"3":5.17}' style="overflow:hidden;padding:0px 3px 0px 3px;vertical-align:bottom;text-align:center;">5.17</td> <td data-sheets-numberformat='{"1":2,"2":"0","3":1}' data-sheets-value='{"1":3,"3":88}' style="overflow:hidden;padding:0px 3px 0px 3px;vertical-align:bottom;text-align:center;">88</td> <td data-sheets-numberformat='{"1":2,"2":"0","3":1}' data-sheets-value='{"1":3,"3":83}' style="overflow:hidden;padding:0px 3px 0px 3px;vertical-align:bottom;text-align:center;">83</td> <td data-sheets-numberformat='{"1":2,"2":"0","3":1}' data-sheets-value='{"1":2,"2":"-"}' style="border-right:1px solid #000000;overflow:hidden;padding:0px 3px 0px 3px;vertical-align:bottom;text-align:center;">-</td> </tr> <tr style="height:20px;"> <td data-sheets-value='{"1":2,"2":"PC"}' style="border-left:1px solid #000000;overflow:hidden;padding:0px 3px 0px 3px;vertical-align:bottom;font-weight:bold;">PC</td> <td data-sheets-value='{"1":2,"2":"Single-walled"}' style="overflow:hidden;padding:0px 3px 0px 3px;vertical-align:bottom;font-weight:bold;">Single-walled</td> <td data-sheets-value='{"1":2,"2":"Opal (D)"}' style="border-right:1px solid #000000;overflow:hidden;padding:0px 3px 0px 3px;vertical-align:bottom;font-weight:bold;">Opal (D)</td> <td data-sheets-numberformat='{"1":2,"2":"0.00","3":1}' data-sheets-value='{"1":3,"3":5.17}' style="overflow:hidden;padding:0px 3px 0px 3px;vertical-align:bottom;text-align:center;">5.17</td> <td data-sheets-numberformat='{"1":2,"2":"0","3":1}' data-sheets-value='{"1":3,"3":58}' style="overflow:hidden;padding:0px 3px 0px 3px;vertical-align:bottom;text-align:center;">58</td> <td data-sheets-numberformat='{"1":2,"2":"0","3":1}' data-sheets-value='{"1":3,"3":60}' style="overflow:hidden;padding:0px 3px 0px 3px;vertical-align:bottom;text-align:center;">60</td> <td data-sheets-numberformat='{"1":2,"2":"0","3":1}' data-sheets-value='{"1":2,"2":"-"}' style="border-right:1px solid #000000;overflow:hidden;padding:0px 3px 0px 3px;vertical-align:bottom;text-align:center;">-</td> </tr> <tr style="height:20px;"> <td style="border-left:1px solid #000000;overflow:hidden;padding:0px 3px 0px 3px;vertical-align:bottom;font-weight:bold;"></td> <td data-sheets-value='{"1":2,"2":"Double-walled"}' style="overflow:hidden;padding:0px 3px 0px 3px;vertical-align:bottom;font-weight:bold;">Double-walled</td> <td data-sheets-value='{"1":2,"2":"Clear (A/H)"}' style="border-right:1px solid #000000;overflow:hidden;padding:0px 3px 0px 3px;vertical-align:bottom;font-weight:bold;">Clear (A/H)</td> <td data-sheets-numberformat='{"1":2,"2":"0.00","3":1}' data-sheets-value='{"1":3,"3":2.9}' style="overflow:hidden;padding:0px 3px 0px 3px;vertical-align:bottom;text-align:center;">2.90</td> <td data-sheets-numberformat='{"1":2,"2":"0","3":1}' data-sheets-value='{"1":3,"3":79}' style="overflow:hidden;padding:0px 3px 0px 3px;vertical-align:bottom;text-align:center;">79</td> <td data-sheets-numberformat='{"1":2,"2":"0","3":1}' data-sheets-value='{"1":3,"3":72}' style="overflow:hidden;padding:0px 3px 0px 3px;vertical-align:bottom;text-align:center;">72</td> <td data-sheets-numberformat='{"1":2,"2":"0","3":1}' data-sheets-value='{"1":3,"3":20}' style="border-right:1px solid #000000;overflow:hidden;padding:0px 3px 0px 3px;vertical-align:bottom;text-align:center;">20</td> </tr> <tr style="height:20px;"> <td style="border-left:1px solid #000000;overflow:hidden;padding:0px 3px 0px 3px;vertical-align:bottom;font-weight:bold;"></td> <td data-sheets-value='{"1":2,"2":"Double-walled"}' style="overflow:hidden;padding:0px 3px 0px 3px;vertical-align:bottom;font-weight:bold;">Double-walled</td> <td data-sheets-value='{"1":2,"2":"Clear (A/A)"}' style="border-right:1px solid #000000;overflow:hidden;padding:0px 3px 0px 3px;vertical-align:bottom;font-weight:bold;">Clear (A/A)</td> <td data-sheets-numberformat='{"1":2,"2":"0.00","3":1}' data-sheets-value='{"1":3,"3":2.9}' style="overflow:hidden;padding:0px 3px 0px 3px;vertical-align:bottom;text-align:center;">2.90</td> <td data-sheets-numberformat='{"1":2,"2":"0","3":1}' data-sheets-value='{"1":3,"3":77}' style="overflow:hidden;padding:0px 3px 0px 3px;vertical-align:bottom;text-align:center;">77</td> <td data-sheets-numberformat='{"1":2,"2":"0","3":1}' data-sheets-value='{"1":3,"3":69}' style="overflow:hidden;padding:0px 3px 0px 3px;vertical-align:bottom;text-align:center;">69</td> <td data-sheets-numberformat='{"1":2,"2":"0","3":1}' data-sheets-value='{"1":3,"3":20}' style="border-right:1px solid #000000;overflow:hidden;padding:0px 3px 0px 3px;vertical-align:bottom;text-align:center;">20</td> </tr> <tr style="height:20px;"> <td style="border-left:1px solid #000000;overflow:hidden;padding:0px 3px 0px 3px;vertical-align:bottom;font-weight:bold;"></td> <td data-sheets-value='{"1":2,"2":"Double-walled"}' style="overflow:hidden;padding:0px 3px 0px 3px;vertical-align:bottom;font-weight:bold;">Double-walled</td> <td data-sheets-value='{"1":2,"2":"Opal (A/O)"}' style="border-right:1px solid #000000;overflow:hidden;padding:0px 3px 0px 3px;vertical-align:bottom;font-weight:bold;">Opal (A/O)</td> <td data-sheets-numberformat='{"1":2,"2":"0.00","3":1}' data-sheets-value='{"1":3,"3":2.9}' style="overflow:hidden;padding:0px 3px 0px 3px;vertical-align:bottom;text-align:center;">2.90</td> <td data-sheets-numberformat='{"1":2,"2":"0","3":1}' data-sheets-value='{"1":3,"3":73}' style="overflow:hidden;padding:0px 3px 0px 3px;vertical-align:bottom;text-align:center;">73</td> <td data-sheets-numberformat='{"1":2,"2":"0","3":1}' data-sheets-value='{"1":3,"3":63}' style="overflow:hidden;padding:0px 3px 0px 3px;vertical-align:bottom;text-align:center;">63</td> <td data-sheets-numberformat='{"1":2,"2":"0","3":1}' data-sheets-value='{"1":3,"3":20}' style="border-right:1px solid #000000;overflow:hidden;padding:0px 3px 0px 3px;vertical-align:bottom;text-align:center;">20</td> </tr> <tr style="height:20px;"> <td style="border-left:1px solid #000000;overflow:hidden;padding:0px 3px 0px 3px;vertical-align:bottom;font-weight:bold;"></td> <td data-sheets-value='{"1":2,"2":"Double-walled"}' style="overflow:hidden;padding:0px 3px 0px 3px;vertical-align:bottom;font-weight:bold;">Double-walled</td> <td data-sheets-value='{"1":2,"2":"Opal (A/D)"}' style="border-right:1px solid #000000;overflow:hidden;padding:0px 3px 0px 3px;vertical-align:bottom;font-weight:bold;">Opal (A/D)</td> <td data-sheets-numberformat='{"1":2,"2":"0.00","3":1}' data-sheets-value='{"1":3,"3":2.9}' style="overflow:hidden;padding:0px 3px 0px 3px;vertical-align:bottom;text-align:center;">2.90</td> <td data-sheets-numberformat='{"1":2,"2":"0","3":1}' data-sheets-value='{"1":3,"3":51}' style="overflow:hidden;padding:0px 3px 0px 3px;vertical-align:bottom;text-align:center;">51</td> <td data-sheets-numberformat='{"1":2,"2":"0","3":1}' data-sheets-value='{"1":3,"3":50}' style="overflow:hidden;padding:0px 3px 0px 3px;vertical-align:bottom;text-align:center;">50</td> <td data-sheets-numberformat='{"1":2,"2":"0","3":1}' data-sheets-value='{"1":3,"3":20}' style="border-right:1px solid #000000;overflow:hidden;padding:0px 3px 0px 3px;vertical-align:bottom;text-align:center;">20</td> </tr> <tr style="height:20px;"> <td style="border-left:1px solid #000000;overflow:hidden;padding:0px 3px 0px 3px;vertical-align:bottom;font-weight:bold;"></td> <td data-sheets-value='{"1":2,"2":"Triple-walled"}' style="overflow:hidden;padding:0px 3px 0px 3px;vertical-align:bottom;font-weight:bold;">Triple-walled</td> <td data-sheets-value='{"1":2,"2":"Clear (A/H/H)"}' style="border-right:1px solid #000000;overflow:hidden;padding:0px 3px 0px 3px;vertical-align:bottom;font-weight:bold;">Clear (A/H/H)</td> <td data-sheets-numberformat='{"1":2,"2":"0.00","3":1}' data-sheets-value='{"1":3,"3":1.7}' style="overflow:hidden;padding:0px 3px 0px 3px;vertical-align:bottom;text-align:center;">1.70</td> <td data-sheets-numberformat='{"1":2,"2":"0","3":1}' data-sheets-value='{"1":3,"3":71}' style="overflow:hidden;padding:0px 3px 0px 3px;vertical-align:bottom;text-align:center;">71</td> <td data-sheets-numberformat='{"1":2,"2":"0","3":1}' data-sheets-value='{"1":3,"3":63}' style="overflow:hidden;padding:0px 3px 0px 3px;vertical-align:bottom;text-align:center;">63</td> <td data-sheets-numberformat='{"1":2,"2":"0","3":1}' data-sheets-value='{"1":3,"3":22}' style="border-right:1px solid #000000;overflow:hidden;padding:0px 3px 0px 3px;vertical-align:bottom;text-align:center;">22</td> </tr> <tr style="height:20px;"> <td style="border-left:1px solid #000000;overflow:hidden;padding:0px 3px 0px 3px;vertical-align:bottom;font-weight:bold;"></td> <td data-sheets-value='{"1":2,"2":"Triple-walled"}' style="overflow:hidden;padding:0px 3px 0px 3px;vertical-align:bottom;font-weight:bold;">Triple-walled</td> <td data-sheets-value='{"1":2,"2":"Opal (A/O/O)"}' style="border-right:1px solid #000000;overflow:hidden;padding:0px 3px 0px 3px;vertical-align:bottom;font-weight:bold;">Opal (A/O/O)</td> <td data-sheets-numberformat='{"1":2,"2":"0.00","3":1}' data-sheets-value='{"1":3,"3":1.7}' style="overflow:hidden;padding:0px 3px 0px 3px;vertical-align:bottom;text-align:center;">1.70</td> <td data-sheets-numberformat='{"1":2,"2":"0","3":1}' data-sheets-value='{"1":3,"3":61}' style="overflow:hidden;padding:0px 3px 0px 3px;vertical-align:bottom;text-align:center;">61</td> <td data-sheets-numberformat='{"1":2,"2":"0","3":1}' data-sheets-value='{"1":3,"3":48}' style="overflow:hidden;padding:0px 3px 0px 3px;vertical-align:bottom;text-align:center;">48</td> <td data-sheets-numberformat='{"1":2,"2":"0","3":1}' data-sheets-value='{"1":3,"3":22}' style="border-right:1px solid #000000;overflow:hidden;padding:0px 3px 0px 3px;vertical-align:bottom;text-align:center;">22</td> </tr> <tr style="height:20px;"> <td style="border-left:1px solid #000000;overflow:hidden;padding:0px 3px 0px 3px;vertical-align:bottom;font-weight:bold;"></td> <td data-sheets-value='{"1":2,"2":"Four-walled"}' style="overflow:hidden;padding:0px 3px 0px 3px;vertical-align:bottom;font-weight:bold;">Four-walled</td> <td data-sheets-value='{"1":2,"2":"Clear (A/H/H/H)"}' style="border-right:1px solid #000000;overflow:hidden;padding:0px 3px 0px 3px;vertical-align:bottom;font-weight:bold;">Clear (A/H/H/H)</td> <td data-sheets-numberformat='{"1":2,"2":"0.00","3":1}' data-sheets-value='{"1":3,"3":1.28}' style="overflow:hidden;padding:0px 3px 0px 3px;vertical-align:bottom;text-align:center;">1.28</td> <td data-sheets-numberformat='{"1":2,"2":"0","3":1}' data-sheets-value='{"1":3,"3":64}' style="overflow:hidden;padding:0px 3px 0px 3px;vertical-align:bottom;text-align:center;">64</td> <td data-sheets-numberformat='{"1":2,"2":"0","3":1}' data-sheets-value='{"1":3,"3":52}' style="overflow:hidden;padding:0px 3px 0px 3px;vertical-align:bottom;text-align:center;">52</td> <td data-sheets-numberformat='{"1":2,"2":"0","3":1}' data-sheets-value='{"1":3,"3":23}' style="border-right:1px solid #000000;overflow:hidden;padding:0px 3px 0px 3px;vertical-align:bottom;text-align:center;">23</td> </tr> <tr style="height:20px;"> <td style="border-bottom:1px solid #000000;border-left:1px solid #000000;overflow:hidden;padding:0px 3px 0px 3px;vertical-align:bottom;"></td> <td data-sheets-value='{"1":2,"2":"Four-walled"}' style="border-bottom:1px solid #000000;overflow:hidden;padding:0px 3px 0px 3px;vertical-align:bottom;font-weight:bold;">Four-walled</td> <td data-sheets-value='{"1":2,"2":"Opal (A/H/O/H)"}' style="border-right:1px solid #000000;border-bottom:1px solid #000000;overflow:hidden;padding:0px 3px 0px 3px;vertical-align:bottom;font-weight:bold;">Opal (A/H/O/H)</td> <td data-sheets-numberformat='{"1":2,"2":"0.00","3":1}' data-sheets-value='{"1":3,"3":1.28}' style="border-bottom:1px solid #000000;overflow:hidden;padding:0px 3px 0px 3px;vertical-align:bottom;text-align:center;">1.28</td> <td data-sheets-numberformat='{"1":2,"2":"0","3":1}' data-sheets-value='{"1":3,"3":59}' style="border-bottom:1px solid #000000;overflow:hidden;padding:0px 3px 0px 3px;vertical-align:bottom;text-align:center;">59</td> <td data-sheets-numberformat='{"1":2,"2":"0","3":1}' data-sheets-value='{"1":3,"3":46}' style="border-bottom:1px solid #000000;overflow:hidden;padding:0px 3px 0px 3px;vertical-align:bottom;text-align:center;">46</td> <td data-sheets-numberformat='{"1":2,"2":"0","3":1}' data-sheets-value='{"1":3,"3":23}' style="border-right:1px solid #000000;border-bottom:1px solid #000000;overflow:hidden;padding:0px 3px 0px 3px;vertical-align:bottom;text-align:center;">23</td> </tr> <tr style="height:20px;"> <td data-sheets-value='{"1":2,"2":"Polycarbonate"}' style="border-left:1px solid #000000;overflow:hidden;padding:0px 3px 0px 3px;vertical-align:bottom;font-weight:bold;">Polycarbonate</td> <td data-sheets-value='{"1":2,"2":"Single-walled"}' style="overflow:hidden;padding:0px 3px 0px 3px;vertical-align:bottom;font-weight:bold;">Single-walled</td> <td data-sheets-value='{"1":2,"2":"Heatstop Opal (T)"}' style="border-right:1px solid #000000;overflow:hidden;padding:0px 3px 0px 3px;vertical-align:bottom;font-weight:bold;">Heatstop Opal (T)</td> <td data-sheets-numberformat='{"1":2,"2":"0.00","3":1}' data-sheets-value='{"1":3,"3":5.17}' style="overflow:hidden;padding:0px 3px 0px 3px;vertical-align:bottom;text-align:center;">5.17</td> <td data-sheets-numberformat='{"1":2,"2":"0","3":1}' data-sheets-value='{"1":3,"3":49}' style="overflow:hidden;padding:0px 3px 0px 3px;vertical-align:bottom;text-align:center;">49</td> <td data-sheets-numberformat='{"1":2,"2":"0","3":1}' data-sheets-value='{"1":3,"3":59}' style="overflow:hidden;padding:0px 3px 0px 3px;vertical-align:bottom;text-align:center;">59</td> <td data-sheets-numberformat='{"1":2,"2":"0","3":1}' data-sheets-value='{"1":2,"2":"-"}' style="border-right:1px solid #000000;overflow:hidden;padding:0px 3px 0px 3px;vertical-align:bottom;text-align:center;">-</td> </tr> <tr style="height:20px;"> <td data-sheets-value='{"1":2,"2":"Heatstop PC"}' style="border-left:1px solid #000000;overflow:hidden;padding:0px 3px 0px 3px;vertical-align:bottom;font-weight:bold;">Heatstop PC</td> <td data-sheets-value='{"1":2,"2":"Double-walled"}' style="overflow:hidden;padding:0px 3px 0px 3px;vertical-align:bottom;font-weight:bold;">Double-walled</td> <td data-sheets-value='{"1":2,"2":"Clear (T/H)"}' style="border-right:1px solid #000000;overflow:hidden;padding:0px 3px 0px 3px;vertical-align:bottom;font-weight:bold;">Clear (T/H)</td> <td data-sheets-numberformat='{"1":2,"2":"0.00","3":1}' data-sheets-value='{"1":3,"3":2.9}' style="overflow:hidden;padding:0px 3px 0px 3px;vertical-align:bottom;text-align:center;">2.90</td> <td data-sheets-numberformat='{"1":2,"2":"0","3":1}' data-sheets-value='{"1":3,"3":44}' style="overflow:hidden;padding:0px 3px 0px 3px;vertical-align:bottom;text-align:center;">44</td> <td data-sheets-numberformat='{"1":2,"2":"0","3":1}' data-sheets-value='{"1":3,"3":51}' style="overflow:hidden;padding:0px 3px 0px 3px;vertical-align:bottom;text-align:center;">51</td> <td data-sheets-numberformat='{"1":2,"2":"0","3":1}' data-sheets-value='{"1":3,"3":20}' style="border-right:1px solid #000000;overflow:hidden;padding:0px 3px 0px 3px;vertical-align:bottom;text-align:center;">20</td> </tr> <tr style="height:20px;"> <td style="border-left:1px solid #000000;overflow:hidden;padding:0px 3px 0px 3px;vertical-align:bottom;font-weight:bold;"></td> <td data-sheets-value='{"1":2,"2":"Double-walled"}' style="overflow:hidden;padding:0px 3px 0px 3px;vertical-align:bottom;font-weight:bold;">Double-walled</td> <td data-sheets-value='{"1":2,"2":"Opal (T/O)"}' style="border-right:1px solid #000000;overflow:hidden;padding:0px 3px 0px 3px;vertical-align:bottom;font-weight:bold;">Opal (T/O)</td> <td data-sheets-numberformat='{"1":2,"2":"0.00","3":1}' data-sheets-value='{"1":3,"3":2.9}' style="overflow:hidden;padding:0px 3px 0px 3px;vertical-align:bottom;text-align:center;">2.90</td> <td data-sheets-numberformat='{"1":2,"2":"0","3":1}' data-sheets-value='{"1":3,"3":41}' style="overflow:hidden;padding:0px 3px 0px 3px;vertical-align:bottom;text-align:center;">41</td> <td data-sheets-numberformat='{"1":2,"2":"0","3":1}' data-sheets-value='{"1":3,"3":45}' style="overflow:hidden;padding:0px 3px 0px 3px;vertical-align:bottom;text-align:center;">45</td> <td data-sheets-numberformat='{"1":2,"2":"0","3":1}' data-sheets-value='{"1":3,"3":20}' style="border-right:1px solid #000000;overflow:hidden;padding:0px 3px 0px 3px;vertical-align:bottom;text-align:center;">20</td> </tr> <tr style="height:20px;"> <td style="border-left:1px solid #000000;overflow:hidden;padding:0px 3px 0px 3px;vertical-align:bottom;font-weight:bold;"></td> <td data-sheets-value='{"1":2,"2":"Triple-walled"}' style="overflow:hidden; | skylux-160-ce-met-koepel-en-polyester-opstand-30-20-met-lm-motor-1000-x-2300-mm | 8586010788173 | 46872307040589
Smoke and heat exhaust (SHEV) | SHE system | Skylux | Skylux 160° CE with skylight and polyester curb 30/20 with LM-actuator 1050 x 1050 mm |  | 34403 | 5412970344032 | 4124.9 | Yes | 30-45 | 50.7 | 1050 x 1050 mm | 1050 | 1050 |  | polyester 30/20 (30 cm high & roof opening = 20 cm larger than daylight size) | Square | 5.17 W/m²K - 1.28 W/m²K | 87% - 32% | 90% - 32% | 20dB - 23dB | 160° CE (for industry) | skylight | without spoiler | E | Single actuator | Maximum four-walled skylight possible for this product | Ut-value LT-value g-value Rw-value EN 1873 : 2014 EN ISO 13468 EN 16153 EN 410 EN 410 EN ISO 140-3 Material Walls Shells (W/m²K) (%) (%) (dB) Acrylic Single-walled Clear (H) 5.17 90 87 - PMMA Single-walled Opal (O) 5.17 83 76 - Double-walled Clear (H/H) 2.90 81 75 20 Double-walled Opal (O/O) 2.90 69 58 20 Triple-walled Clear (H/H/H) 1.70 73 65 22 Triple-walled Opal (O/H/O) 1.70 62 51 22 Four-walled Clear (H/H/H/H) 1.28 64 54 23 Four-walled Opal (H/H/O/H) 1.28 59 48 23 Polycarbonate Single-walled Clear (A) 5.17 88 83 - PC Single-walled Opal (D) 5.17 58 60 - Double-walled Clear (A/H) 2.90 79 72 20 Double-walled Clear (A/A) 2.90 77 69 20 Double-walled Opal (A/O) 2.90 73 63 20 Double-walled Opal (A/D) 2.90 51 50 20 Triple-walled Clear (A/H/H) 1.70 71 63 22 Triple-walled Opal (A/O/O) 1.70 61 48 22 Four-walled Clear (A/H/H/H) 1.28 64 52 23 Four-walled Opal (A/H/O/H) 1.28 59 46 23 Polycarbonate Single-walled Heatstop Opal (T) 5.17 49 59 - Heatstop PC Double-walled Clear (T/H) 2.90 44 51 20 Double-walled Opal (T/O) 2.90 41 45 20 Triple-walled Clear (T/H/H) 1.70 40 <td data-sheets-numberformat='{"1":2,"2":"0","3":1}' data-sheets-value='{"1":3,"3":44}' style="overflow:hidden;paddin | https://skylux.eu/en/products/skylux-160-ce-met-koepel-en-polyester-opstand-30-20-met-lm-motor-1050-x-1050-mm | https://skylux.eu/cdn/shop/files/Skylux-160deg-CE-met-koepel-en-polyester-opstand-3020-met-LM-motor-1050-x-1050-mm-RWA-systeem.jpg?v=1702977943&width=1600 | https://skylux.eu/cdn/shop/files/e5a82811-1bb0-48e4-a776-cacb59c7c092_4cb9ee47-4531-4243-8e36-0dd79bc2351b.jpg?v=1688550512&width=1600 | //skylux.eu/cdn/shop/files/E_MH_Mounting_instructions_Skylux_160_CE_LM.pdf?v=12406716259046007223 | //skylux.eu/cdn/shop/files/E_TD_Technical_File_Skylux_Skylux_160_CE_Electric.pdf?v=3667116872303399239 | <style type="text/css" id="isPasted"> <!--td { border: 1px solid #cccccc; } br { mso-data-placement: same-cell; } --> </style> <table border="1" cellpadding="0" cellspacing="0" dir="ltr" style="table-layout:fixed;font-size:10pt;font-family:Arial;border-collapse:collapse;border:none;"><tbody> <tr style="height:20px;"> <td style="overflow:hidden;padding:0px 3px 0px 3px;vertical-align:bottom;"></td> <td style="overflow:hidden;padding:0px 3px 0px 3px;vertical-align:bottom;"></td> <td style="overflow:hidden;padding:0px 3px 0px 3px;vertical-align:bottom;"></td> <td data-sheets-value='{"1":2,"2":"Ut-value"}' style="overflow:hidden;padding:0px 3px 0px 3px;vertical-align:bottom;font-weight:bold;text-align:center;">Ut-value</td> <td data-sheets-value='{"1":2,"2":"LT-value"}' style="overflow:hidden;padding:0px 3px 0px 3px;vertical-align:bottom;font-weight:bold;text-align:center;">LT-value</td> <td data-sheets-value='{"1":2,"2":"g-value"}' style="overflow:hidden;padding:0px 3px 0px 3px;vertical-align:bottom;font-weight:bold;text-align:center;">g-value</td> <td data-sheets-value='{"1":2,"2":"Rw-value "}' style="overflow:hidden;padding:0px 3px 0px 3px;vertical-align:bottom;font-weight:bold;text-align:center;">Rw-value </td> </tr> <tr style="height:20px;"> <td style="overflow:hidden;padding:0px 3px 0px 3px;vertical-align:bottom;"></td> <td style="overflow:hidden;padding:0px 3px 0px 3px;vertical-align:bottom;"></td> <td style="overflow:hidden;padding:0px 3px 0px 3px;vertical-align:bottom;"></td> <td data-sheets-numberformat='{"1":2,"2":"0.00","3":1}' data-sheets-value='{"1":2,"2":"EN 1873 : 2014"}' style="overflow:hidden;padding:0px 3px 0px 3px;vertical-align:bottom;text-align:center;">EN 1873 : 2014</td> <td data-sheets-numberformat='{"1":2,"2":"0","3":1}' data-sheets-value='{"1":2,"2":"EN ISO 13468 EN 16153 EN 410"}' style="overflow:hidden;padding:0px 3px 0px 3px;vertical-align:bottom;text-align:center;">EN ISO 13468 EN 16153 EN 410</td> <td data-sheets-numberformat='{"1":2,"2":"0","3":1}' data-sheets-value='{"1":2,"2":"EN 410"}' style="overflow:hidden;padding:0px 3px 0px 3px;vertical-align:bottom;text-align:center;">EN 410</td> <td data-sheets-value='{"1":2,"2":"EN ISO 140-3\t\t"}' style="overflow:hidden;padding:0px 3px 0px 3px;vertical-align:bottom;text-align:center;">EN ISO 140-3 </td> </tr> <tr style="height:20px;"> <td data-sheets-value='{"1":2,"2":"Material"}' style="border-bottom:1px solid #000000;overflow:hidden;padding:0px 3px 0px 3px;vertical-align:bottom;background-color:#000000;font-weight:bold;color:#ffffff;">Material</td> <td data-sheets-value='{"1":2,"2":"Walls"}' style="border-bottom:1px solid #000000;overflow:hidden;padding:0px 3px 0px 3px;vertical-align:bottom;background-color:#000000;font-weight:bold;color:#ffffff;">Walls</td> <td data-sheets-value='{"1":2,"2":"Shells"}' style="border-bottom:1px solid #000000;overflow:hidden;padding:0px 3px 0px 3px;vertical-align:bottom;background-color:#000000;font-weight:bold;color:#ffffff;">Shells</td> <td data-sheets-numberformat='{"1":2,"2":"0.00","3":1}' data-sheets-value='{"1":2,"2":"(W/m²K)\t"}' style="border-bottom:1px solid #000000;overflow:hidden;padding:0px 3px 0px 3px;vertical-align:bottom;background-color:#000000;font-weight:bold;color:#ffffff;text-align:center;">(W/m²K) </td> <td data-sheets-numberformat='{"1":2,"2":"0","3":1}' data-sheets-value='{"1":2,"2":"(%)"}' style="border-bottom:1px solid #000000;overflow:hidden;padding:0px 3px 0px 3px;vertical-align:bottom;background-color:#000000;font-weight:bold;color:#ffffff;text-align:center;">(%)</td> <td data-sheets-numberformat='{"1":2,"2":"0","3":1}' data-sheets-value='{"1":2,"2":"(%)"}' style="border-bottom:1px solid #000000;overflow:hidden;padding:0px 3px 0px 3px;vertical-align:bottom;background-color:#000000;font-weight:bold;color:#ffffff;text-align:center;">(%)</td> <td data-sheets-value='{"1":2,"2":"(dB)"}' style="border-bottom:1px solid #000000;overflow:hidden;padding:0px 3px 0px 3px;vertical-align:bottom;background-color:#000000;font-weight:bold;color:#ffffff;text-align:center;">(dB)</td> </tr> <tr style="height:20px;"> <td data-sheets-value='{"1":2,"2":"Acrylic"}' style="border-left:1px solid #000000;overflow:hidden;padding:0px 3px 0px 3px;vertical-align:bottom;font-weight:bold;">Acrylic</td> <td data-sheets-value='{"1":2,"2":"Single-walled"}' style="overflow:hidden;padding:0px 3px 0px 3px;vertical-align:bottom;font-weight:bold;">Single-walled</td> <td data-sheets-value='{"1":2,"2":"Clear (H)"}' style="border-right:1px solid #000000;overflow:hidden;padding:0px 3px 0px 3px;vertical-align:bottom;font-weight:bold;">Clear (H)</td> <td data-sheets-numberformat='{"1":2,"2":"0.00","3":1}' data-sheets-value='{"1":3,"3":5.17}' style="overflow:hidden;padding:0px 3px 0px 3px;vertical-align:bottom;text-align:center;">5.17</td> <td data-sheets-numberformat='{"1":2,"2":"0","3":1}' data-sheets-value='{"1":3,"3":90}' style="overflow:hidden;padding:0px 3px 0px 3px;vertical-align:bottom;text-align:center;">90</td> <td data-sheets-numberformat='{"1":2,"2":"0","3":1}' data-sheets-value='{"1":3,"3":87}' style="overflow:hidden;padding:0px 3px 0px 3px;vertical-align:bottom;text-align:center;">87</td> <td data-sheets-numberformat='{"1":2,"2":"0","3":1}' data-sheets-value='{"1":2,"2":"-"}' style="border-right:1px solid #000000;overflow:hidden;padding:0px 3px 0px 3px;vertical-align:bottom;text-align:center;">-</td> </tr> <tr style="height:20px;"> <td data-sheets-value='{"1":2,"2":"PMMA"}' style="border-left:1px solid #000000;overflow:hidden;padding:0px 3px 0px 3px;vertical-align:bottom;font-weight:bold;">PMMA</td> <td data-sheets-value='{"1":2,"2":"Single-walled"}' style="overflow:hidden;padding:0px 3px 0px 3px;vertical-align:bottom;font-weight:bold;">Single-walled</td> <td data-sheets-value='{"1":2,"2":"Opal (O)"}' style="border-right:1px solid #000000;overflow:hidden;padding:0px 3px 0px 3px;vertical-align:bottom;font-weight:bold;">Opal (O)</td> <td data-sheets-numberformat='{"1":2,"2":"0.00","3":1}' data-sheets-value='{"1":3,"3":5.17}' style="overflow:hidden;padding:0px 3px 0px 3px;vertical-align:bottom;text-align:center;">5.17</td> <td data-sheets-numberformat='{"1":2,"2":"0","3":1}' data-sheets-value='{"1":3,"3":83}' style="overflow:hidden;padding:0px 3px 0px 3px;vertical-align:bottom;text-align:center;">83</td> <td data-sheets-numberformat='{"1":2,"2":"0","3":1}' data-sheets-value='{"1":3,"3":76}' style="overflow:hidden;padding:0px 3px 0px 3px;vertical-align:bottom;text-align:center;">76</td> <td data-sheets-numberformat='{"1":2,"2":"0","3":1}' data-sheets-value='{"1":2,"2":"-"}' style="border-right:1px solid #000000;overflow:hidden;padding:0px 3px 0px 3px;vertical-align:bottom;text-align:center;">-</td> </tr> <tr style="height:20px;"> <td style="border-left:1px solid #000000;overflow:hidden;padding:0px 3px 0px 3px;vertical-align:bottom;font-weight:bold;"></td> <td data-sheets-value='{"1":2,"2":"Double-walled"}' style="overflow:hidden;padding:0px 3px 0px 3px;vertical-align:bottom;font-weight:bold;">Double-walled</td> <td data-sheets-value='{"1":2,"2":"Clear (H/H)"}' style="border-right:1px solid #000000;overflow:hidden;padding:0px 3px 0px 3px;vertical-align:bottom;font-weight:bold;">Clear (H/H)</td> <td data-sheets-numberformat='{"1":2,"2":"0.00","3":1}' data-sheets-value='{"1":3,"3":2.9}' style="overflow:hidden;padding:0px 3px 0px 3px;vertical-align:bottom;text-align:center;">2.90</td> <td data-sheets-numberformat='{"1":2,"2":"0","3":1}' data-sheets-value='{"1":3,"3":81}' style="overflow:hidden;padding:0px 3px 0px 3px;vertical-align:bottom;text-align:center;">81</td> <td data-sheets-numberformat='{"1":2,"2":"0","3":1}' data-sheets-value='{"1":3,"3":75}' style="overflow:hidden;padding:0px 3px 0px 3px;vertical-align:bottom;text-align:center;">75</td> <td data-sheets-numberformat='{"1":2,"2":"0","3":1}' data-sheets-value='{"1":3,"3":20}' style="border-right:1px solid #000000;overflow:hidden;padding:0px 3px 0px 3px;vertical-align:bottom;text-align:center;">20</td> </tr> <tr style="height:20px;"> <td style="border-left:1px solid #000000;overflow:hidden;padding:0px 3px 0px 3px;vertical-align:bottom;font-weight:bold;"></td> <td data-sheets-value='{"1":2,"2":"Double-walled"}' style="overflow:hidden;padding:0px 3px 0px 3px;vertical-align:bottom;font-weight:bold;">Double-walled</td> <td data-sheets-value='{"1":2,"2":"Opal (O/O)"}' style="border-right:1px solid #000000;overflow:hidden;padding:0px 3px 0px 3px;vertical-align:bottom;font-weight:bold;">Opal (O/O)</td> <td data-sheets-numberformat='{"1":2,"2":"0.00","3":1}' data-sheets-value='{"1":3,"3":2.9}' style="overflow:hidden;padding:0px 3px 0px 3px;vertical-align:bottom;text-align:center;">2.90</td> <td data-sheets-numberformat='{"1":2,"2":"0","3":1}' data-sheets-value='{"1":3,"3":69}' style="overflow:hidden;padding:0px 3px 0px 3px;vertical-align:bottom;text-align:center;">69</td> <td data-sheets-numberformat='{"1":2,"2":"0","3":1}' data-sheets-value='{"1":3,"3":58}' style="overflow:hidden;padding:0px 3px 0px 3px;vertical-align:bottom;text-align:center;">58</td> <td data-sheets-numberformat='{"1":2,"2":"0","3":1}' data-sheets-value='{"1":3,"3":20}' style="border-right:1px solid #000000;overflow:hidden;padding:0px 3px 0px 3px;vertical-align:bottom;text-align:center;">20</td> </tr> <tr style="height:20px;"> <td style="border-left:1px solid #000000;overflow:hidden;padding:0px 3px 0px 3px;vertical-align:bottom;font-weight:bold;"></td> <td data-sheets-value='{"1":2,"2":"Triple-walled"}' style="overflow:hidden;padding:0px 3px 0px 3px;vertical-align:bottom;font-weight:bold;">Triple-walled</td> <td data-sheets-value='{"1":2,"2":"Clear (H/H/H)"}' style="border-right:1px solid #000000;overflow:hidden;padding:0px 3px 0px 3px;vertical-align:bottom;font-weight:bold;">Clear (H/H/H)</td> <td data-sheets-numberformat='{"1":2,"2":"0.00","3":1}' data-sheets-value='{"1":3,"3":1.7}' style="overflow:hidden;padding:0px 3px 0px 3px;vertical-align:bottom;text-align:center;">1.70</td> <td data-sheets-numberformat='{"1":2,"2":"0","3":1}' data-sheets-value='{"1":3,"3":73}' style="overflow:hidden;padding:0px 3px 0px 3px;vertical-align:bottom;text-align:center;">73</td> <td data-sheets-numberformat='{"1":2,"2":"0","3":1}' data-sheets-value='{"1":3,"3":65}' style="overflow:hidden;padding:0px 3px 0px 3px;vertical-align:bottom;text-align:center;">65</td> <td data-sheets-numberformat='{"1":2,"2":"0","3":1}' data-sheets-value='{"1":3,"3":22}' style="border-right:1px solid #000000;overflow:hidden;padding:0px 3px 0px 3px;vertical-align:bottom;text-align:center;">22</td> </tr> <tr style="height:20px;"> <td style="border-left:1px solid #000000;overflow:hidden;padding:0px 3px 0px 3px;vertical-align:bottom;font-weight:bold;"></td> <td data-sheets-value='{"1":2,"2":"Triple-walled"}' style="overflow:hidden;padding:0px 3px 0px 3px;vertical-align:bottom;font-weight:bold;">Triple-walled</td> <td data-sheets-value='{"1":2,"2":"Opal (O/H/O)"}' style="border-right:1px solid #000000;overflow:hidden;padding:0px 3px 0px 3px;vertical-align:bottom;font-weight:bold;">Opal (O/H/O)</td> <td data-sheets-numberformat='{"1":2,"2":"0.00","3":1}' data-sheets-value='{"1":3,"3":1.7}' style="overflow:hidden;padding:0px 3px 0px 3px;vertical-align:bottom;text-align:center;">1.70</td> <td data-sheets-numberformat='{"1":2,"2":"0","3":1}' data-sheets-value='{"1":3,"3":62}' style="overflow:hidden;padding:0px 3px 0px 3px;vertical-align:bottom;text-align:center;">62</td> <td data-sheets-numberformat='{"1":2,"2":"0","3":1}' data-sheets-value='{"1":3,"3":51}' style="overflow:hidden;padding:0px 3px 0px 3px;vertical-align:bottom;text-align:center;">51</td> <td data-sheets-numberformat='{"1":2,"2":"0","3":1}' data-sheets-value='{"1":3,"3":22}' style="border-right:1px solid #000000;overflow:hidden;padding:0px 3px 0px 3px;vertical-align:bottom;text-align:center;">22</td> </tr> <tr style="height:20px;"> <td style="border-left:1px solid #000000;overflow:hidden;padding:0px 3px 0px 3px;vertical-align:bottom;font-weight:bold;"></td> <td data-sheets-value='{"1":2,"2":"Four-walled"}' style="overflow:hidden;padding:0px 3px 0px 3px;vertical-align:bottom;font-weight:bold;">Four-walled</td> <td data-sheets-value='{"1":2,"2":"Clear (H/H/H/H)"}' style="border-right:1px solid #000000;overflow:hidden;padding:0px 3px 0px 3px;vertical-align:bottom;font-weight:bold;">Clear (H/H/H/H)</td> <td data-sheets-numberformat='{"1":2,"2":"0.00","3":1}' data-sheets-value='{"1":3,"3":1.28}' style="overflow:hidden;padding:0px 3px 0px 3px;vertical-align:bottom;text-align:center;">1.28</td> <td data-sheets-numberformat='{"1":2,"2":"0","3":1}' data-sheets-value='{"1":3,"3":64}' style="overflow:hidden;padding:0px 3px 0px 3px;vertical-align:bottom;text-align:center;">64</td> <td data-sheets-numberformat='{"1":2,"2":"0","3":1}' data-sheets-value='{"1":3,"3":54}' style="overflow:hidden;padding:0px 3px 0px 3px;vertical-align:bottom;text-align:center;">54</td> <td data-sheets-numberformat='{"1":2,"2":"0","3":1}' data-sheets-value='{"1":3,"3":23}' style="border-right:1px solid #000000;overflow:hidden;padding:0px 3px 0px 3px;vertical-align:bottom;text-align:center;">23</td> </tr> <tr style="height:20px;"> <td style="border-bottom:1px solid #000000;border-left:1px solid #000000;overflow:hidden;padding:0px 3px 0px 3px;vertical-align:bottom;"></td> <td data-sheets-value='{"1":2,"2":"Four-walled"}' style="border-bottom:1px solid #000000;overflow:hidden;padding:0px 3px 0px 3px;vertical-align:bottom;font-weight:bold;">Four-walled</td> <td data-sheets-value='{"1":2,"2":"Opal (H/H/O/H)"}' style="border-right:1px solid #000000;border-bottom:1px solid #000000;overflow:hidden;padding:0px 3px 0px 3px;vertical-align:bottom;font-weight:bold;">Opal (H/H/O/H)</td> <td data-sheets-numberformat='{"1":2,"2":"0.00","3":1}' data-sheets-value='{"1":3,"3":1.28}' style="border-bottom:1px solid #000000;overflow:hidden;padding:0px 3px 0px 3px;vertical-align:bottom;text-align:center;">1.28</td> <td data-sheets-numberformat='{"1":2,"2":"0","3":1}' data-sheets-value='{"1":3,"3":59}' style="border-bottom:1px solid #000000;overflow:hidden;padding:0px 3px 0px 3px;vertical-align:bottom;text-align:center;">59</td> <td data-sheets-numberformat='{"1":2,"2":"0","3":1}' data-sheets-value='{"1":3,"3":48}' style="border-bottom:1px solid #000000;overflow:hidden;padding:0px 3px 0px 3px;vertical-align:bottom;text-align:center;">48</td> <td data-sheets-numberformat='{"1":2,"2":"0","3":1}' data-sheets-value='{"1":3,"3":23}' style="border-right:1px solid #000000;border-bottom:1px solid #000000;overflow:hidden;padding:0px 3px 0px 3px;vertical-align:bottom;text-align:center;">23</td> </tr> <tr style="height:20px;"> <td data-sheets-value='{"1":2,"2":"Polycarbonate "}' style="border-left:1px solid #000000;overflow:hidden;padding:0px 3px 0px 3px;vertical-align:bottom;font-weight:bold;">Polycarbonate </td> <td data-sheets-value='{"1":2,"2":"Single-walled"}' style="overflow:hidden;padding:0px 3px 0px 3px;vertical-align:bottom;font-weight:bold;">Single-walled</td> <td data-sheets-value='{"1":2,"2":"Clear (A)"}' style="border-right:1px solid #000000;overflow:hidden;padding:0px 3px 0px 3px;vertical-align:bottom;font-weight:bold;">Clear (A)</td> <td data-sheets-numberformat='{"1":2,"2":"0.00","3":1}' data-sheets-value='{"1":3,"3":5.17}' style="overflow:hidden;padding:0px 3px 0px 3px;vertical-align:bottom;text-align:center;">5.17</td> <td data-sheets-numberformat='{"1":2,"2":"0","3":1}' data-sheets-value='{"1":3,"3":88}' style="overflow:hidden;padding:0px 3px 0px 3px;vertical-align:bottom;text-align:center;">88</td> <td data-sheets-numberformat='{"1":2,"2":"0","3":1}' data-sheets-value='{"1":3,"3":83}' style="overflow:hidden;padding:0px 3px 0px 3px;vertical-align:bottom;text-align:center;">83</td> <td data-sheets-numberformat='{"1":2,"2":"0","3":1}' data-sheets-value='{"1":2,"2":"-"}' style="border-right:1px solid #000000;overflow:hidden;padding:0px 3px 0px 3px;vertical-align:bottom;text-align:center;">-</td> </tr> <tr style="height:20px;"> <td data-sheets-value='{"1":2,"2":"PC"}' style="border-left:1px solid #000000;overflow:hidden;padding:0px 3px 0px 3px;vertical-align:bottom;font-weight:bold;">PC</td> <td data-sheets-value='{"1":2,"2":"Single-walled"}' style="overflow:hidden;padding:0px 3px 0px 3px;vertical-align:bottom;font-weight:bold;">Single-walled</td> <td data-sheets-value='{"1":2,"2":"Opal (D)"}' style="border-right:1px solid #000000;overflow:hidden;padding:0px 3px 0px 3px;vertical-align:bottom;font-weight:bold;">Opal (D)</td> <td data-sheets-numberformat='{"1":2,"2":"0.00","3":1}' data-sheets-value='{"1":3,"3":5.17}' style="overflow:hidden;padding:0px 3px 0px 3px;vertical-align:bottom;text-align:center;">5.17</td> <td data-sheets-numberformat='{"1":2,"2":"0","3":1}' data-sheets-value='{"1":3,"3":58}' style="overflow:hidden;padding:0px 3px 0px 3px;vertical-align:bottom;text-align:center;">58</td> <td data-sheets-numberformat='{"1":2,"2":"0","3":1}' data-sheets-value='{"1":3,"3":60}' style="overflow:hidden;padding:0px 3px 0px 3px;vertical-align:bottom;text-align:center;">60</td> <td data-sheets-numberformat='{"1":2,"2":"0","3":1}' data-sheets-value='{"1":2,"2":"-"}' style="border-right:1px solid #000000;overflow:hidden;padding:0px 3px 0px 3px;vertical-align:bottom;text-align:center;">-</td> </tr> <tr style="height:20px;"> <td style="border-left:1px solid #000000;overflow:hidden;padding:0px 3px 0px 3px;vertical-align:bottom;font-weight:bold;"></td> <td data-sheets-value='{"1":2,"2":"Double-walled"}' style="overflow:hidden;padding:0px 3px 0px 3px;vertical-align:bottom;font-weight:bold;">Double-walled</td> <td data-sheets-value='{"1":2,"2":"Clear (A/H)"}' style="border-right:1px solid #000000;overflow:hidden;padding:0px 3px 0px 3px;vertical-align:bottom;font-weight:bold;">Clear (A/H)</td> <td data-sheets-numberformat='{"1":2,"2":"0.00","3":1}' data-sheets-value='{"1":3,"3":2.9}' style="overflow:hidden;padding:0px 3px 0px 3px;vertical-align:bottom;text-align:center;">2.90</td> <td data-sheets-numberformat='{"1":2,"2":"0","3":1}' data-sheets-value='{"1":3,"3":79}' style="overflow:hidden;padding:0px 3px 0px 3px;vertical-align:bottom;text-align:center;">79</td> <td data-sheets-numberformat='{"1":2,"2":"0","3":1}' data-sheets-value='{"1":3,"3":72}' style="overflow:hidden;padding:0px 3px 0px 3px;vertical-align:bottom;text-align:center;">72</td> <td data-sheets-numberformat='{"1":2,"2":"0","3":1}' data-sheets-value='{"1":3,"3":20}' style="border-right:1px solid #000000;overflow:hidden;padding:0px 3px 0px 3px;vertical-align:bottom;text-align:center;">20</td> </tr> <tr style="height:20px;"> <td style="border-left:1px solid #000000;overflow:hidden;padding:0px 3px 0px 3px;vertical-align:bottom;font-weight:bold;"></td> <td data-sheets-value='{"1":2,"2":"Double-walled"}' style="overflow:hidden;padding:0px 3px 0px 3px;vertical-align:bottom;font-weight:bold;">Double-walled</td> <td data-sheets-value='{"1":2,"2":"Clear (A/A)"}' style="border-right:1px solid #000000;overflow:hidden;padding:0px 3px 0px 3px;vertical-align:bottom;font-weight:bold;">Clear (A/A)</td> <td data-sheets-numberformat='{"1":2,"2":"0.00","3":1}' data-sheets-value='{"1":3,"3":2.9}' style="overflow:hidden;padding:0px 3px 0px 3px;vertical-align:bottom;text-align:center;">2.90</td> <td data-sheets-numberformat='{"1":2,"2":"0","3":1}' data-sheets-value='{"1":3,"3":77}' style="overflow:hidden;padding:0px 3px 0px 3px;vertical-align:bottom;text-align:center;">77</td> <td data-sheets-numberformat='{"1":2,"2":"0","3":1}' data-sheets-value='{"1":3,"3":69}' style="overflow:hidden;padding:0px 3px 0px 3px;vertical-align:bottom;text-align:center;">69</td> <td data-sheets-numberformat='{"1":2,"2":"0","3":1}' data-sheets-value='{"1":3,"3":20}' style="border-right:1px solid #000000;overflow:hidden;padding:0px 3px 0px 3px;vertical-align:bottom;text-align:center;">20</td> </tr> <tr style="height:20px;"> <td style="border-left:1px solid #000000;overflow:hidden;padding:0px 3px 0px 3px;vertical-align:bottom;font-weight:bold;"></td> <td data-sheets-value='{"1":2,"2":"Double-walled"}' style="overflow:hidden;padding:0px 3px 0px 3px;vertical-align:bottom;font-weight:bold;">Double-walled</td> <td data-sheets-value='{"1":2,"2":"Opal (A/O)"}' style="border-right:1px solid #000000;overflow:hidden;padding:0px 3px 0px 3px;vertical-align:bottom;font-weight:bold;">Opal (A/O)</td> <td data-sheets-numberformat='{"1":2,"2":"0.00","3":1}' data-sheets-value='{"1":3,"3":2.9}' style="overflow:hidden;padding:0px 3px 0px 3px;vertical-align:bottom;text-align:center;">2.90</td> <td data-sheets-numberformat='{"1":2,"2":"0","3":1}' data-sheets-value='{"1":3,"3":73}' style="overflow:hidden;padding:0px 3px 0px 3px;vertical-align:bottom;text-align:center;">73</td> <td data-sheets-numberformat='{"1":2,"2":"0","3":1}' data-sheets-value='{"1":3,"3":63}' style="overflow:hidden;padding:0px 3px 0px 3px;vertical-align:bottom;text-align:center;">63</td> <td data-sheets-numberformat='{"1":2,"2":"0","3":1}' data-sheets-value='{"1":3,"3":20}' style="border-right:1px solid #000000;overflow:hidden;padding:0px 3px 0px 3px;vertical-align:bottom;text-align:center;">20</td> </tr> <tr style="height:20px;"> <td style="border-left:1px solid #000000;overflow:hidden;padding:0px 3px 0px 3px;vertical-align:bottom;font-weight:bold;"></td> <td data-sheets-value='{"1":2,"2":"Double-walled"}' style="overflow:hidden;padding:0px 3px 0px 3px;vertical-align:bottom;font-weight:bold;">Double-walled</td> <td data-sheets-value='{"1":2,"2":"Opal (A/D)"}' style="border-right:1px solid #000000;overflow:hidden;padding:0px 3px 0px 3px;vertical-align:bottom;font-weight:bold;">Opal (A/D)</td> <td data-sheets-numberformat='{"1":2,"2":"0.00","3":1}' data-sheets-value='{"1":3,"3":2.9}' style="overflow:hidden;padding:0px 3px 0px 3px;vertical-align:bottom;text-align:center;">2.90</td> <td data-sheets-numberformat='{"1":2,"2":"0","3":1}' data-sheets-value='{"1":3,"3":51}' style="overflow:hidden;padding:0px 3px 0px 3px;vertical-align:bottom;text-align:center;">51</td> <td data-sheets-numberformat='{"1":2,"2":"0","3":1}' data-sheets-value='{"1":3,"3":50}' style="overflow:hidden;padding:0px 3px 0px 3px;vertical-align:bottom;text-align:center;">50</td> <td data-sheets-numberformat='{"1":2,"2":"0","3":1}' data-sheets-value='{"1":3,"3":20}' style="border-right:1px solid #000000;overflow:hidden;padding:0px 3px 0px 3px;vertical-align:bottom;text-align:center;">20</td> </tr> <tr style="height:20px;"> <td style="border-left:1px solid #000000;overflow:hidden;padding:0px 3px 0px 3px;vertical-align:bottom;font-weight:bold;"></td> <td data-sheets-value='{"1":2,"2":"Triple-walled"}' style="overflow:hidden;padding:0px 3px 0px 3px;vertical-align:bottom;font-weight:bold;">Triple-walled</td> <td data-sheets-value='{"1":2,"2":"Clear (A/H/H)"}' style="border-right:1px solid #000000;overflow:hidden;padding:0px 3px 0px 3px;vertical-align:bottom;font-weight:bold;">Clear (A/H/H)</td> <td data-sheets-numberformat='{"1":2,"2":"0.00","3":1}' data-sheets-value='{"1":3,"3":1.7}' style="overflow:hidden;padding:0px 3px 0px 3px;vertical-align:bottom;text-align:center;">1.70</td> <td data-sheets-numberformat='{"1":2,"2":"0","3":1}' data-sheets-value='{"1":3,"3":71}' style="overflow:hidden;padding:0px 3px 0px 3px;vertical-align:bottom;text-align:center;">71</td> <td data-sheets-numberformat='{"1":2,"2":"0","3":1}' data-sheets-value='{"1":3,"3":63}' style="overflow:hidden;padding:0px 3px 0px 3px;vertical-align:bottom;text-align:center;">63</td> <td data-sheets-numberformat='{"1":2,"2":"0","3":1}' data-sheets-value='{"1":3,"3":22}' style="border-right:1px solid #000000;overflow:hidden;padding:0px 3px 0px 3px;vertical-align:bottom;text-align:center;">22</td> </tr> <tr style="height:20px;"> <td style="border-left:1px solid #000000;overflow:hidden;padding:0px 3px 0px 3px;vertical-align:bottom;font-weight:bold;"></td> <td data-sheets-value='{"1":2,"2":"Triple-walled"}' style="overflow:hidden;padding:0px 3px 0px 3px;vertical-align:bottom;font-weight:bold;">Triple-walled</td> <td data-sheets-value='{"1":2,"2":"Opal (A/O/O)"}' style="border-right:1px solid #000000;overflow:hidden;padding:0px 3px 0px 3px;vertical-align:bottom;font-weight:bold;">Opal (A/O/O)</td> <td data-sheets-numberformat='{"1":2,"2":"0.00","3":1}' data-sheets-value='{"1":3,"3":1.7}' style="overflow:hidden;padding:0px 3px 0px 3px;vertical-align:bottom;text-align:center;">1.70</td> <td data-sheets-numberformat='{"1":2,"2":"0","3":1}' data-sheets-value='{"1":3,"3":61}' style="overflow:hidden;padding:0px 3px 0px 3px;vertical-align:bottom;text-align:center;">61</td> <td data-sheets-numberformat='{"1":2,"2":"0","3":1}' data-sheets-value='{"1":3,"3":48}' style="overflow:hidden;padding:0px 3px 0px 3px;vertical-align:bottom;text-align:center;">48</td> <td data-sheets-numberformat='{"1":2,"2":"0","3":1}' data-sheets-value='{"1":3,"3":22}' style="border-right:1px solid #000000;overflow:hidden;padding:0px 3px 0px 3px;vertical-align:bottom;text-align:center;">22</td> </tr> <tr style="height:20px;"> <td style="border-left:1px solid #000000;overflow:hidden;padding:0px 3px 0px 3px;vertical-align:bottom;font-weight:bold;"></td> <td data-sheets-value='{"1":2,"2":"Four-walled"}' style="overflow:hidden;padding:0px 3px 0px 3px;vertical-align:bottom;font-weight:bold;">Four-walled</td> <td data-sheets-value='{"1":2,"2":"Clear (A/H/H/H)"}' style="border-right:1px solid #000000;overflow:hidden;padding:0px 3px 0px 3px;vertical-align:bottom;font-weight:bold;">Clear (A/H/H/H)</td> <td data-sheets-numberformat='{"1":2,"2":"0.00","3":1}' data-sheets-value='{"1":3,"3":1.28}' style="overflow:hidden;padding:0px 3px 0px 3px;vertical-align:bottom;text-align:center;">1.28</td> <td data-sheets-numberformat='{"1":2,"2":"0","3":1}' data-sheets-value='{"1":3,"3":64}' style="overflow:hidden;padding:0px 3px 0px 3px;vertical-align:bottom;text-align:center;">64</td> <td data-sheets-numberformat='{"1":2,"2":"0","3":1}' data-sheets-value='{"1":3,"3":52}' style="overflow:hidden;padding:0px 3px 0px 3px;vertical-align:bottom;text-align:center;">52</td> <td data-sheets-numberformat='{"1":2,"2":"0","3":1}' data-sheets-value='{"1":3,"3":23}' style="border-right:1px solid #000000;overflow:hidden;padding:0px 3px 0px 3px;vertical-align:bottom;text-align:center;">23</td> </tr> <tr style="height:20px;"> <td style="border-bottom:1px solid #000000;border-left:1px solid #000000;overflow:hidden;padding:0px 3px 0px 3px;vertical-align:bottom;"></td> <td data-sheets-value='{"1":2,"2":"Four-walled"}' style="border-bottom:1px solid #000000;overflow:hidden;padding:0px 3px 0px 3px;vertical-align:bottom;font-weight:bold;">Four-walled</td> <td data-sheets-value='{"1":2,"2":"Opal (A/H/O/H)"}' style="border-right:1px solid #000000;border-bottom:1px solid #000000;overflow:hidden;padding:0px 3px 0px 3px;vertical-align:bottom;font-weight:bold;">Opal (A/H/O/H)</td> <td data-sheets-numberformat='{"1":2,"2":"0.00","3":1}' data-sheets-value='{"1":3,"3":1.28}' style="border-bottom:1px solid #000000;overflow:hidden;padding:0px 3px 0px 3px;vertical-align:bottom;text-align:center;">1.28</td> <td data-sheets-numberformat='{"1":2,"2":"0","3":1}' data-sheets-value='{"1":3,"3":59}' style="border-bottom:1px solid #000000;overflow:hidden;padding:0px 3px 0px 3px;vertical-align:bottom;text-align:center;">59</td> <td data-sheets-numberformat='{"1":2,"2":"0","3":1}' data-sheets-value='{"1":3,"3":46}' style="border-bottom:1px solid #000000;overflow:hidden;padding:0px 3px 0px 3px;vertical-align:bottom;text-align:center;">46</td> <td data-sheets-numberformat='{"1":2,"2":"0","3":1}' data-sheets-value='{"1":3,"3":23}' style="border-right:1px solid #000000;border-bottom:1px solid #000000;overflow:hidden;padding:0px 3px 0px 3px;vertical-align:bottom;text-align:center;">23</td> </tr> <tr style="height:20px;"> <td data-sheets-value='{"1":2,"2":"Polycarbonate"}' style="border-left:1px solid #000000;overflow:hidden;padding:0px 3px 0px 3px;vertical-align:bottom;font-weight:bold;">Polycarbonate</td> <td data-sheets-value='{"1":2,"2":"Single-walled"}' style="overflow:hidden;padding:0px 3px 0px 3px;vertical-align:bottom;font-weight:bold;">Single-walled</td> <td data-sheets-value='{"1":2,"2":"Heatstop Opal (T)"}' style="border-right:1px solid #000000;overflow:hidden;padding:0px 3px 0px 3px;vertical-align:bottom;font-weight:bold;">Heatstop Opal (T)</td> <td data-sheets-numberformat='{"1":2,"2":"0.00","3":1}' data-sheets-value='{"1":3,"3":5.17}' style="overflow:hidden;padding:0px 3px 0px 3px;vertical-align:bottom;text-align:center;">5.17</td> <td data-sheets-numberformat='{"1":2,"2":"0","3":1}' data-sheets-value='{"1":3,"3":49}' style="overflow:hidden;padding:0px 3px 0px 3px;vertical-align:bottom;text-align:center;">49</td> <td data-sheets-numberformat='{"1":2,"2":"0","3":1}' data-sheets-value='{"1":3,"3":59}' style="overflow:hidden;padding:0px 3px 0px 3px;vertical-align:bottom;text-align:center;">59</td> <td data-sheets-numberformat='{"1":2,"2":"0","3":1}' data-sheets-value='{"1":2,"2":"-"}' style="border-right:1px solid #000000;overflow:hidden;padding:0px 3px 0px 3px;vertical-align:bottom;text-align:center;">-</td> </tr> <tr style="height:20px;"> <td data-sheets-value='{"1":2,"2":"Heatstop PC"}' style="border-left:1px solid #000000;overflow:hidden;padding:0px 3px 0px 3px;vertical-align:bottom;font-weight:bold;">Heatstop PC</td> <td data-sheets-value='{"1":2,"2":"Double-walled"}' style="overflow:hidden;padding:0px 3px 0px 3px;vertical-align:bottom;font-weight:bold;">Double-walled</td> <td data-sheets-value='{"1":2,"2":"Clear (T/H)"}' style="border-right:1px solid #000000;overflow:hidden;padding:0px 3px 0px 3px;vertical-align:bottom;font-weight:bold;">Clear (T/H)</td> <td data-sheets-numberformat='{"1":2,"2":"0.00","3":1}' data-sheets-value='{"1":3,"3":2.9}' style="overflow:hidden;padding:0px 3px 0px 3px;vertical-align:bottom;text-align:center;">2.90</td> <td data-sheets-numberformat='{"1":2,"2":"0","3":1}' data-sheets-value='{"1":3,"3":44}' style="overflow:hidden;padding:0px 3px 0px 3px;vertical-align:bottom;text-align:center;">44</td> <td data-sheets-numberformat='{"1":2,"2":"0","3":1}' data-sheets-value='{"1":3,"3":51}' style="overflow:hidden;padding:0px 3px 0px 3px;vertical-align:bottom;text-align:center;">51</td> <td data-sheets-numberformat='{"1":2,"2":"0","3":1}' data-sheets-value='{"1":3,"3":20}' style="border-right:1px solid #000000;overflow:hidden;padding:0px 3px 0px 3px;vertical-align:bottom;text-align:center;">20</td> </tr> <tr style="height:20px;"> <td style="border-left:1px solid #000000;overflow:hidden;padding:0px 3px 0px 3px;vertical-align:bottom;font-weight:bold;"></td> <td data-sheets-value='{"1":2,"2":"Double-walled"}' style="overflow:hidden;padding:0px 3px 0px 3px;vertical-align:bottom;font-weight:bold;">Double-walled</td> <td data-sheets-value='{"1":2,"2":"Opal (T/O)"}' style="border-right:1px solid #000000;overflow:hidden;padding:0px 3px 0px 3px;vertical-align:bottom;font-weight:bold;">Opal (T/O)</td> <td data-sheets-numberformat='{"1":2,"2":"0.00","3":1}' data-sheets-value='{"1":3,"3":2.9}' style="overflow:hidden;padding:0px 3px 0px 3px;vertical-align:bottom;text-align:center;">2.90</td> <td data-sheets-numberformat='{"1":2,"2":"0","3":1}' data-sheets-value='{"1":3,"3":41}' style="overflow:hidden;padding:0px 3px 0px 3px;vertical-align:bottom;text-align:center;">41</td> <td data-sheets-numberformat='{"1":2,"2":"0","3":1}' data-sheets-value='{"1":3,"3":45}' style="overflow:hidden;padding:0px 3px 0px 3px;vertical-align:bottom;text-align:center;">45</td> <td data-sheets-numberformat='{"1":2,"2":"0","3":1}' data-sheets-value='{"1":3,"3":20}' style="border-right:1px solid #000000;overflow:hidden;padding:0px 3px 0px 3px;vertical-align:bottom;text-align:center;">20</td> </tr> <tr style="height:20px;"> <td style="border-left:1px solid #000000;overflow:hidden;padding:0px 3px 0px 3px;vertical-align:bottom;font-weight:bold;"></td> <td data-sheets-value='{"1":2,"2":"Triple-walled"}' style="overflow:hidden; | skylux-160-ce-met-koepel-en-polyester-opstand-30-20-met-lm-motor-1050-x-1050-mm | 8586010886477 | 46872307204429
Smoke and heat exhaust (SHEV) | SHE system | Skylux | Skylux 160° CE with skylight and polyester curb 30/20 with LM-actuator 1200 x 1200 mm |  | 33846 | 5412970338468 | 4400.8 | Yes | 30-45 | 58.55 | 1200 x 1200 mm | 1200 | 1200 |  | polyester 30/20 (30 cm high & roof opening = 20 cm larger than daylight size) | Square | 5.17 W/m²K - 1.28 W/m²K | 87% - 32% | 90% - 32% | 20dB - 23dB | 160° CE (for industry) | skylight | without spoiler | E | Single actuator | Maximum four-walled skylight possible for this product | Ut-value LT-value g-value Rw-value EN 1873 : 2014 EN ISO 13468 EN 16153 EN 410 EN 410 EN ISO 140-3 Material Walls Shells (W/m²K) (%) (%) (dB) Acrylic Single-walled Clear (H) 5.17 90 87 - PMMA Single-walled Opal (O) 5.17 83 76 - Double-walled Clear (H/H) 2.90 81 75 20 Double-walled Opal (O/O) 2.90 69 58 20 Triple-walled Clear (H/H/H) 1.70 73 65 22 Triple-walled Opal (O/H/O) 1.70 62 51 22 Four-walled Clear (H/H/H/H) 1.28 64 54 23 Four-walled Opal (H/H/O/H) 1.28 59 48 23 Polycarbonate Single-walled Clear (A) 5.17 88 83 - PC Single-walled Opal (D) 5.17 58 60 - Double-walled Clear (A/H) 2.90 79 72 20 Double-walled Clear (A/A) 2.90 77 69 20 Double-walled Opal (A/O) 2.90 73 63 20 Double-walled Opal (A/D) 2.90 51 50 20 Triple-walled Clear (A/H/H) 1.70 71 63 22 Triple-walled Opal (A/O/O) 1.70 61 48 22 Four-walled Clear (A/H/H/H) 1.28 64 52 23 Four-walled Opal (A/H/O/H) 1.28 59 46 23 Polycarbonate Single-walled Heatstop Opal (T) 5.17 49 59 - Heatstop PC Double-walled Clear (T/H) 2.90 44 51 20 Double-walled Opal (T/O) 2.90 41 45 20 Triple-walled Clear (T/H/H) 1.70 40 <td data-sheets-numberformat='{"1":2,"2":"0","3":1}' data-sheets-value='{"1":3,"3":44}' style="overflow:hidden;paddin | https://skylux.eu/en/products/skylux-160-ce-met-koepel-en-polyester-opstand-30-20-met-lm-motor-1200-x-1200-mm | https://skylux.eu/cdn/shop/files/Skylux-160deg-CE-met-koepel-en-polyester-opstand-3020-met-LM-motor-1200-x-1200-mm-RWA-systeem.jpg?v=1702977948&width=1600 | https://skylux.eu/cdn/shop/files/e5a82811-1bb0-48e4-a776-cacb59c7c092_54867b64-8cb8-4fa5-8849-2d4d524cb924.jpg?v=1688550513&width=1600 | //skylux.eu/cdn/shop/files/E_MH_Mounting_instructions_Skylux_160_CE_LM.pdf?v=12406716259046007223 | //skylux.eu/cdn/shop/files/E_TD_Technical_File_Skylux_Skylux_160_CE_Electric.pdf?v=3667116872303399239 | <style type="text/css" id="isPasted"> <!--td { border: 1px solid #cccccc; } br { mso-data-placement: same-cell; } --> </style> <table border="1" cellpadding="0" cellspacing="0" dir="ltr" style="table-layout:fixed;font-size:10pt;font-family:Arial;border-collapse:collapse;border:none;"><tbody> <tr style="height:20px;"> <td style="overflow:hidden;padding:0px 3px 0px 3px;vertical-align:bottom;"></td> <td style="overflow:hidden;padding:0px 3px 0px 3px;vertical-align:bottom;"></td> <td style="overflow:hidden;padding:0px 3px 0px 3px;vertical-align:bottom;"></td> <td data-sheets-value='{"1":2,"2":"Ut-value"}' style="overflow:hidden;padding:0px 3px 0px 3px;vertical-align:bottom;font-weight:bold;text-align:center;">Ut-value</td> <td data-sheets-value='{"1":2,"2":"LT-value"}' style="overflow:hidden;padding:0px 3px 0px 3px;vertical-align:bottom;font-weight:bold;text-align:center;">LT-value</td> <td data-sheets-value='{"1":2,"2":"g-value"}' style="overflow:hidden;padding:0px 3px 0px 3px;vertical-align:bottom;font-weight:bold;text-align:center;">g-value</td> <td data-sheets-value='{"1":2,"2":"Rw-value "}' style="overflow:hidden;padding:0px 3px 0px 3px;vertical-align:bottom;font-weight:bold;text-align:center;">Rw-value </td> </tr> <tr style="height:20px;"> <td style="overflow:hidden;padding:0px 3px 0px 3px;vertical-align:bottom;"></td> <td style="overflow:hidden;padding:0px 3px 0px 3px;vertical-align:bottom;"></td> <td style="overflow:hidden;padding:0px 3px 0px 3px;vertical-align:bottom;"></td> <td data-sheets-numberformat='{"1":2,"2":"0.00","3":1}' data-sheets-value='{"1":2,"2":"EN 1873 : 2014"}' style="overflow:hidden;padding:0px 3px 0px 3px;vertical-align:bottom;text-align:center;">EN 1873 : 2014</td> <td data-sheets-numberformat='{"1":2,"2":"0","3":1}' data-sheets-value='{"1":2,"2":"EN ISO 13468 EN 16153 EN 410"}' style="overflow:hidden;padding:0px 3px 0px 3px;vertical-align:bottom;text-align:center;">EN ISO 13468 EN 16153 EN 410</td> <td data-sheets-numberformat='{"1":2,"2":"0","3":1}' data-sheets-value='{"1":2,"2":"EN 410"}' style="overflow:hidden;padding:0px 3px 0px 3px;vertical-align:bottom;text-align:center;">EN 410</td> <td data-sheets-value='{"1":2,"2":"EN ISO 140-3\t\t"}' style="overflow:hidden;padding:0px 3px 0px 3px;vertical-align:bottom;text-align:center;">EN ISO 140-3 </td> </tr> <tr style="height:20px;"> <td data-sheets-value='{"1":2,"2":"Material"}' style="border-bottom:1px solid #000000;overflow:hidden;padding:0px 3px 0px 3px;vertical-align:bottom;background-color:#000000;font-weight:bold;color:#ffffff;">Material</td> <td data-sheets-value='{"1":2,"2":"Walls"}' style="border-bottom:1px solid #000000;overflow:hidden;padding:0px 3px 0px 3px;vertical-align:bottom;background-color:#000000;font-weight:bold;color:#ffffff;">Walls</td> <td data-sheets-value='{"1":2,"2":"Shells"}' style="border-bottom:1px solid #000000;overflow:hidden;padding:0px 3px 0px 3px;vertical-align:bottom;background-color:#000000;font-weight:bold;color:#ffffff;">Shells</td> <td data-sheets-numberformat='{"1":2,"2":"0.00","3":1}' data-sheets-value='{"1":2,"2":"(W/m²K)\t"}' style="border-bottom:1px solid #000000;overflow:hidden;padding:0px 3px 0px 3px;vertical-align:bottom;background-color:#000000;font-weight:bold;color:#ffffff;text-align:center;">(W/m²K) </td> <td data-sheets-numberformat='{"1":2,"2":"0","3":1}' data-sheets-value='{"1":2,"2":"(%)"}' style="border-bottom:1px solid #000000;overflow:hidden;padding:0px 3px 0px 3px;vertical-align:bottom;background-color:#000000;font-weight:bold;color:#ffffff;text-align:center;">(%)</td> <td data-sheets-numberformat='{"1":2,"2":"0","3":1}' data-sheets-value='{"1":2,"2":"(%)"}' style="border-bottom:1px solid #000000;overflow:hidden;padding:0px 3px 0px 3px;vertical-align:bottom;background-color:#000000;font-weight:bold;color:#ffffff;text-align:center;">(%)</td> <td data-sheets-value='{"1":2,"2":"(dB)"}' style="border-bottom:1px solid #000000;overflow:hidden;padding:0px 3px 0px 3px;vertical-align:bottom;background-color:#000000;font-weight:bold;color:#ffffff;text-align:center;">(dB)</td> </tr> <tr style="height:20px;"> <td data-sheets-value='{"1":2,"2":"Acrylic"}' style="border-left:1px solid #000000;overflow:hidden;padding:0px 3px 0px 3px;vertical-align:bottom;font-weight:bold;">Acrylic</td> <td data-sheets-value='{"1":2,"2":"Single-walled"}' style="overflow:hidden;padding:0px 3px 0px 3px;vertical-align:bottom;font-weight:bold;">Single-walled</td> <td data-sheets-value='{"1":2,"2":"Clear (H)"}' style="border-right:1px solid #000000;overflow:hidden;padding:0px 3px 0px 3px;vertical-align:bottom;font-weight:bold;">Clear (H)</td> <td data-sheets-numberformat='{"1":2,"2":"0.00","3":1}' data-sheets-value='{"1":3,"3":5.17}' style="overflow:hidden;padding:0px 3px 0px 3px;vertical-align:bottom;text-align:center;">5.17</td> <td data-sheets-numberformat='{"1":2,"2":"0","3":1}' data-sheets-value='{"1":3,"3":90}' style="overflow:hidden;padding:0px 3px 0px 3px;vertical-align:bottom;text-align:center;">90</td> <td data-sheets-numberformat='{"1":2,"2":"0","3":1}' data-sheets-value='{"1":3,"3":87}' style="overflow:hidden;padding:0px 3px 0px 3px;vertical-align:bottom;text-align:center;">87</td> <td data-sheets-numberformat='{"1":2,"2":"0","3":1}' data-sheets-value='{"1":2,"2":"-"}' style="border-right:1px solid #000000;overflow:hidden;padding:0px 3px 0px 3px;vertical-align:bottom;text-align:center;">-</td> </tr> <tr style="height:20px;"> <td data-sheets-value='{"1":2,"2":"PMMA"}' style="border-left:1px solid #000000;overflow:hidden;padding:0px 3px 0px 3px;vertical-align:bottom;font-weight:bold;">PMMA</td> <td data-sheets-value='{"1":2,"2":"Single-walled"}' style="overflow:hidden;padding:0px 3px 0px 3px;vertical-align:bottom;font-weight:bold;">Single-walled</td> <td data-sheets-value='{"1":2,"2":"Opal (O)"}' style="border-right:1px solid #000000;overflow:hidden;padding:0px 3px 0px 3px;vertical-align:bottom;font-weight:bold;">Opal (O)</td> <td data-sheets-numberformat='{"1":2,"2":"0.00","3":1}' data-sheets-value='{"1":3,"3":5.17}' style="overflow:hidden;padding:0px 3px 0px 3px;vertical-align:bottom;text-align:center;">5.17</td> <td data-sheets-numberformat='{"1":2,"2":"0","3":1}' data-sheets-value='{"1":3,"3":83}' style="overflow:hidden;padding:0px 3px 0px 3px;vertical-align:bottom;text-align:center;">83</td> <td data-sheets-numberformat='{"1":2,"2":"0","3":1}' data-sheets-value='{"1":3,"3":76}' style="overflow:hidden;padding:0px 3px 0px 3px;vertical-align:bottom;text-align:center;">76</td> <td data-sheets-numberformat='{"1":2,"2":"0","3":1}' data-sheets-value='{"1":2,"2":"-"}' style="border-right:1px solid #000000;overflow:hidden;padding:0px 3px 0px 3px;vertical-align:bottom;text-align:center;">-</td> </tr> <tr style="height:20px;"> <td style="border-left:1px solid #000000;overflow:hidden;padding:0px 3px 0px 3px;vertical-align:bottom;font-weight:bold;"></td> <td data-sheets-value='{"1":2,"2":"Double-walled"}' style="overflow:hidden;padding:0px 3px 0px 3px;vertical-align:bottom;font-weight:bold;">Double-walled</td> <td data-sheets-value='{"1":2,"2":"Clear (H/H)"}' style="border-right:1px solid #000000;overflow:hidden;padding:0px 3px 0px 3px;vertical-align:bottom;font-weight:bold;">Clear (H/H)</td> <td data-sheets-numberformat='{"1":2,"2":"0.00","3":1}' data-sheets-value='{"1":3,"3":2.9}' style="overflow:hidden;padding:0px 3px 0px 3px;vertical-align:bottom;text-align:center;">2.90</td> <td data-sheets-numberformat='{"1":2,"2":"0","3":1}' data-sheets-value='{"1":3,"3":81}' style="overflow:hidden;padding:0px 3px 0px 3px;vertical-align:bottom;text-align:center;">81</td> <td data-sheets-numberformat='{"1":2,"2":"0","3":1}' data-sheets-value='{"1":3,"3":75}' style="overflow:hidden;padding:0px 3px 0px 3px;vertical-align:bottom;text-align:center;">75</td> <td data-sheets-numberformat='{"1":2,"2":"0","3":1}' data-sheets-value='{"1":3,"3":20}' style="border-right:1px solid #000000;overflow:hidden;padding:0px 3px 0px 3px;vertical-align:bottom;text-align:center;">20</td> </tr> <tr style="height:20px;"> <td style="border-left:1px solid #000000;overflow:hidden;padding:0px 3px 0px 3px;vertical-align:bottom;font-weight:bold;"></td> <td data-sheets-value='{"1":2,"2":"Double-walled"}' style="overflow:hidden;padding:0px 3px 0px 3px;vertical-align:bottom;font-weight:bold;">Double-walled</td> <td data-sheets-value='{"1":2,"2":"Opal (O/O)"}' style="border-right:1px solid #000000;overflow:hidden;padding:0px 3px 0px 3px;vertical-align:bottom;font-weight:bold;">Opal (O/O)</td> <td data-sheets-numberformat='{"1":2,"2":"0.00","3":1}' data-sheets-value='{"1":3,"3":2.9}' style="overflow:hidden;padding:0px 3px 0px 3px;vertical-align:bottom;text-align:center;">2.90</td> <td data-sheets-numberformat='{"1":2,"2":"0","3":1}' data-sheets-value='{"1":3,"3":69}' style="overflow:hidden;padding:0px 3px 0px 3px;vertical-align:bottom;text-align:center;">69</td> <td data-sheets-numberformat='{"1":2,"2":"0","3":1}' data-sheets-value='{"1":3,"3":58}' style="overflow:hidden;padding:0px 3px 0px 3px;vertical-align:bottom;text-align:center;">58</td> <td data-sheets-numberformat='{"1":2,"2":"0","3":1}' data-sheets-value='{"1":3,"3":20}' style="border-right:1px solid #000000;overflow:hidden;padding:0px 3px 0px 3px;vertical-align:bottom;text-align:center;">20</td> </tr> <tr style="height:20px;"> <td style="border-left:1px solid #000000;overflow:hidden;padding:0px 3px 0px 3px;vertical-align:bottom;font-weight:bold;"></td> <td data-sheets-value='{"1":2,"2":"Triple-walled"}' style="overflow:hidden;padding:0px 3px 0px 3px;vertical-align:bottom;font-weight:bold;">Triple-walled</td> <td data-sheets-value='{"1":2,"2":"Clear (H/H/H)"}' style="border-right:1px solid #000000;overflow:hidden;padding:0px 3px 0px 3px;vertical-align:bottom;font-weight:bold;">Clear (H/H/H)</td> <td data-sheets-numberformat='{"1":2,"2":"0.00","3":1}' data-sheets-value='{"1":3,"3":1.7}' style="overflow:hidden;padding:0px 3px 0px 3px;vertical-align:bottom;text-align:center;">1.70</td> <td data-sheets-numberformat='{"1":2,"2":"0","3":1}' data-sheets-value='{"1":3,"3":73}' style="overflow:hidden;padding:0px 3px 0px 3px;vertical-align:bottom;text-align:center;">73</td> <td data-sheets-numberformat='{"1":2,"2":"0","3":1}' data-sheets-value='{"1":3,"3":65}' style="overflow:hidden;padding:0px 3px 0px 3px;vertical-align:bottom;text-align:center;">65</td> <td data-sheets-numberformat='{"1":2,"2":"0","3":1}' data-sheets-value='{"1":3,"3":22}' style="border-right:1px solid #000000;overflow:hidden;padding:0px 3px 0px 3px;vertical-align:bottom;text-align:center;">22</td> </tr> <tr style="height:20px;"> <td style="border-left:1px solid #000000;overflow:hidden;padding:0px 3px 0px 3px;vertical-align:bottom;font-weight:bold;"></td> <td data-sheets-value='{"1":2,"2":"Triple-walled"}' style="overflow:hidden;padding:0px 3px 0px 3px;vertical-align:bottom;font-weight:bold;">Triple-walled</td> <td data-sheets-value='{"1":2,"2":"Opal (O/H/O)"}' style="border-right:1px solid #000000;overflow:hidden;padding:0px 3px 0px 3px;vertical-align:bottom;font-weight:bold;">Opal (O/H/O)</td> <td data-sheets-numberformat='{"1":2,"2":"0.00","3":1}' data-sheets-value='{"1":3,"3":1.7}' style="overflow:hidden;padding:0px 3px 0px 3px;vertical-align:bottom;text-align:center;">1.70</td> <td data-sheets-numberformat='{"1":2,"2":"0","3":1}' data-sheets-value='{"1":3,"3":62}' style="overflow:hidden;padding:0px 3px 0px 3px;vertical-align:bottom;text-align:center;">62</td> <td data-sheets-numberformat='{"1":2,"2":"0","3":1}' data-sheets-value='{"1":3,"3":51}' style="overflow:hidden;padding:0px 3px 0px 3px;vertical-align:bottom;text-align:center;">51</td> <td data-sheets-numberformat='{"1":2,"2":"0","3":1}' data-sheets-value='{"1":3,"3":22}' style="border-right:1px solid #000000;overflow:hidden;padding:0px 3px 0px 3px;vertical-align:bottom;text-align:center;">22</td> </tr> <tr style="height:20px;"> <td style="border-left:1px solid #000000;overflow:hidden;padding:0px 3px 0px 3px;vertical-align:bottom;font-weight:bold;"></td> <td data-sheets-value='{"1":2,"2":"Four-walled"}' style="overflow:hidden;padding:0px 3px 0px 3px;vertical-align:bottom;font-weight:bold;">Four-walled</td> <td data-sheets-value='{"1":2,"2":"Clear (H/H/H/H)"}' style="border-right:1px solid #000000;overflow:hidden;padding:0px 3px 0px 3px;vertical-align:bottom;font-weight:bold;">Clear (H/H/H/H)</td> <td data-sheets-numberformat='{"1":2,"2":"0.00","3":1}' data-sheets-value='{"1":3,"3":1.28}' style="overflow:hidden;padding:0px 3px 0px 3px;vertical-align:bottom;text-align:center;">1.28</td> <td data-sheets-numberformat='{"1":2,"2":"0","3":1}' data-sheets-value='{"1":3,"3":64}' style="overflow:hidden;padding:0px 3px 0px 3px;vertical-align:bottom;text-align:center;">64</td> <td data-sheets-numberformat='{"1":2,"2":"0","3":1}' data-sheets-value='{"1":3,"3":54}' style="overflow:hidden;padding:0px 3px 0px 3px;vertical-align:bottom;text-align:center;">54</td> <td data-sheets-numberformat='{"1":2,"2":"0","3":1}' data-sheets-value='{"1":3,"3":23}' style="border-right:1px solid #000000;overflow:hidden;padding:0px 3px 0px 3px;vertical-align:bottom;text-align:center;">23</td> </tr> <tr style="height:20px;"> <td style="border-bottom:1px solid #000000;border-left:1px solid #000000;overflow:hidden;padding:0px 3px 0px 3px;vertical-align:bottom;"></td> <td data-sheets-value='{"1":2,"2":"Four-walled"}' style="border-bottom:1px solid #000000;overflow:hidden;padding:0px 3px 0px 3px;vertical-align:bottom;font-weight:bold;">Four-walled</td> <td data-sheets-value='{"1":2,"2":"Opal (H/H/O/H)"}' style="border-right:1px solid #000000;border-bottom:1px solid #000000;overflow:hidden;padding:0px 3px 0px 3px;vertical-align:bottom;font-weight:bold;">Opal (H/H/O/H)</td> <td data-sheets-numberformat='{"1":2,"2":"0.00","3":1}' data-sheets-value='{"1":3,"3":1.28}' style="border-bottom:1px solid #000000;overflow:hidden;padding:0px 3px 0px 3px;vertical-align:bottom;text-align:center;">1.28</td> <td data-sheets-numberformat='{"1":2,"2":"0","3":1}' data-sheets-value='{"1":3,"3":59}' style="border-bottom:1px solid #000000;overflow:hidden;padding:0px 3px 0px 3px;vertical-align:bottom;text-align:center;">59</td> <td data-sheets-numberformat='{"1":2,"2":"0","3":1}' data-sheets-value='{"1":3,"3":48}' style="border-bottom:1px solid #000000;overflow:hidden;padding:0px 3px 0px 3px;vertical-align:bottom;text-align:center;">48</td> <td data-sheets-numberformat='{"1":2,"2":"0","3":1}' data-sheets-value='{"1":3,"3":23}' style="border-right:1px solid #000000;border-bottom:1px solid #000000;overflow:hidden;padding:0px 3px 0px 3px;vertical-align:bottom;text-align:center;">23</td> </tr> <tr style="height:20px;"> <td data-sheets-value='{"1":2,"2":"Polycarbonate "}' style="border-left:1px solid #000000;overflow:hidden;padding:0px 3px 0px 3px;vertical-align:bottom;font-weight:bold;">Polycarbonate </td> <td data-sheets-value='{"1":2,"2":"Single-walled"}' style="overflow:hidden;padding:0px 3px 0px 3px;vertical-align:bottom;font-weight:bold;">Single-walled</td> <td data-sheets-value='{"1":2,"2":"Clear (A)"}' style="border-right:1px solid #000000;overflow:hidden;padding:0px 3px 0px 3px;vertical-align:bottom;font-weight:bold;">Clear (A)</td> <td data-sheets-numberformat='{"1":2,"2":"0.00","3":1}' data-sheets-value='{"1":3,"3":5.17}' style="overflow:hidden;padding:0px 3px 0px 3px;vertical-align:bottom;text-align:center;">5.17</td> <td data-sheets-numberformat='{"1":2,"2":"0","3":1}' data-sheets-value='{"1":3,"3":88}' style="overflow:hidden;padding:0px 3px 0px 3px;vertical-align:bottom;text-align:center;">88</td> <td data-sheets-numberformat='{"1":2,"2":"0","3":1}' data-sheets-value='{"1":3,"3":83}' style="overflow:hidden;padding:0px 3px 0px 3px;vertical-align:bottom;text-align:center;">83</td> <td data-sheets-numberformat='{"1":2,"2":"0","3":1}' data-sheets-value='{"1":2,"2":"-"}' style="border-right:1px solid #000000;overflow:hidden;padding:0px 3px 0px 3px;vertical-align:bottom;text-align:center;">-</td> </tr> <tr style="height:20px;"> <td data-sheets-value='{"1":2,"2":"PC"}' style="border-left:1px solid #000000;overflow:hidden;padding:0px 3px 0px 3px;vertical-align:bottom;font-weight:bold;">PC</td> <td data-sheets-value='{"1":2,"2":"Single-walled"}' style="overflow:hidden;padding:0px 3px 0px 3px;vertical-align:bottom;font-weight:bold;">Single-walled</td> <td data-sheets-value='{"1":2,"2":"Opal (D)"}' style="border-right:1px solid #000000;overflow:hidden;padding:0px 3px 0px 3px;vertical-align:bottom;font-weight:bold;">Opal (D)</td> <td data-sheets-numberformat='{"1":2,"2":"0.00","3":1}' data-sheets-value='{"1":3,"3":5.17}' style="overflow:hidden;padding:0px 3px 0px 3px;vertical-align:bottom;text-align:center;">5.17</td> <td data-sheets-numberformat='{"1":2,"2":"0","3":1}' data-sheets-value='{"1":3,"3":58}' style="overflow:hidden;padding:0px 3px 0px 3px;vertical-align:bottom;text-align:center;">58</td> <td data-sheets-numberformat='{"1":2,"2":"0","3":1}' data-sheets-value='{"1":3,"3":60}' style="overflow:hidden;padding:0px 3px 0px 3px;vertical-align:bottom;text-align:center;">60</td> <td data-sheets-numberformat='{"1":2,"2":"0","3":1}' data-sheets-value='{"1":2,"2":"-"}' style="border-right:1px solid #000000;overflow:hidden;padding:0px 3px 0px 3px;vertical-align:bottom;text-align:center;">-</td> </tr> <tr style="height:20px;"> <td style="border-left:1px solid #000000;overflow:hidden;padding:0px 3px 0px 3px;vertical-align:bottom;font-weight:bold;"></td> <td data-sheets-value='{"1":2,"2":"Double-walled"}' style="overflow:hidden;padding:0px 3px 0px 3px;vertical-align:bottom;font-weight:bold;">Double-walled</td> <td data-sheets-value='{"1":2,"2":"Clear (A/H)"}' style="border-right:1px solid #000000;overflow:hidden;padding:0px 3px 0px 3px;vertical-align:bottom;font-weight:bold;">Clear (A/H)</td> <td data-sheets-numberformat='{"1":2,"2":"0.00","3":1}' data-sheets-value='{"1":3,"3":2.9}' style="overflow:hidden;padding:0px 3px 0px 3px;vertical-align:bottom;text-align:center;">2.90</td> <td data-sheets-numberformat='{"1":2,"2":"0","3":1}' data-sheets-value='{"1":3,"3":79}' style="overflow:hidden;padding:0px 3px 0px 3px;vertical-align:bottom;text-align:center;">79</td> <td data-sheets-numberformat='{"1":2,"2":"0","3":1}' data-sheets-value='{"1":3,"3":72}' style="overflow:hidden;padding:0px 3px 0px 3px;vertical-align:bottom;text-align:center;">72</td> <td data-sheets-numberformat='{"1":2,"2":"0","3":1}' data-sheets-value='{"1":3,"3":20}' style="border-right:1px solid #000000;overflow:hidden;padding:0px 3px 0px 3px;vertical-align:bottom;text-align:center;">20</td> </tr> <tr style="height:20px;"> <td style="border-left:1px solid #000000;overflow:hidden;padding:0px 3px 0px 3px;vertical-align:bottom;font-weight:bold;"></td> <td data-sheets-value='{"1":2,"2":"Double-walled"}' style="overflow:hidden;padding:0px 3px 0px 3px;vertical-align:bottom;font-weight:bold;">Double-walled</td> <td data-sheets-value='{"1":2,"2":"Clear (A/A)"}' style="border-right:1px solid #000000;overflow:hidden;padding:0px 3px 0px 3px;vertical-align:bottom;font-weight:bold;">Clear (A/A)</td> <td data-sheets-numberformat='{"1":2,"2":"0.00","3":1}' data-sheets-value='{"1":3,"3":2.9}' style="overflow:hidden;padding:0px 3px 0px 3px;vertical-align:bottom;text-align:center;">2.90</td> <td data-sheets-numberformat='{"1":2,"2":"0","3":1}' data-sheets-value='{"1":3,"3":77}' style="overflow:hidden;padding:0px 3px 0px 3px;vertical-align:bottom;text-align:center;">77</td> <td data-sheets-numberformat='{"1":2,"2":"0","3":1}' data-sheets-value='{"1":3,"3":69}' style="overflow:hidden;padding:0px 3px 0px 3px;vertical-align:bottom;text-align:center;">69</td> <td data-sheets-numberformat='{"1":2,"2":"0","3":1}' data-sheets-value='{"1":3,"3":20}' style="border-right:1px solid #000000;overflow:hidden;padding:0px 3px 0px 3px;vertical-align:bottom;text-align:center;">20</td> </tr> <tr style="height:20px;"> <td style="border-left:1px solid #000000;overflow:hidden;padding:0px 3px 0px 3px;vertical-align:bottom;font-weight:bold;"></td> <td data-sheets-value='{"1":2,"2":"Double-walled"}' style="overflow:hidden;padding:0px 3px 0px 3px;vertical-align:bottom;font-weight:bold;">Double-walled</td> <td data-sheets-value='{"1":2,"2":"Opal (A/O)"}' style="border-right:1px solid #000000;overflow:hidden;padding:0px 3px 0px 3px;vertical-align:bottom;font-weight:bold;">Opal (A/O)</td> <td data-sheets-numberformat='{"1":2,"2":"0.00","3":1}' data-sheets-value='{"1":3,"3":2.9}' style="overflow:hidden;padding:0px 3px 0px 3px;vertical-align:bottom;text-align:center;">2.90</td> <td data-sheets-numberformat='{"1":2,"2":"0","3":1}' data-sheets-value='{"1":3,"3":73}' style="overflow:hidden;padding:0px 3px 0px 3px;vertical-align:bottom;text-align:center;">73</td> <td data-sheets-numberformat='{"1":2,"2":"0","3":1}' data-sheets-value='{"1":3,"3":63}' style="overflow:hidden;padding:0px 3px 0px 3px;vertical-align:bottom;text-align:center;">63</td> <td data-sheets-numberformat='{"1":2,"2":"0","3":1}' data-sheets-value='{"1":3,"3":20}' style="border-right:1px solid #000000;overflow:hidden;padding:0px 3px 0px 3px;vertical-align:bottom;text-align:center;">20</td> </tr> <tr style="height:20px;"> <td style="border-left:1px solid #000000;overflow:hidden;padding:0px 3px 0px 3px;vertical-align:bottom;font-weight:bold;"></td> <td data-sheets-value='{"1":2,"2":"Double-walled"}' style="overflow:hidden;padding:0px 3px 0px 3px;vertical-align:bottom;font-weight:bold;">Double-walled</td> <td data-sheets-value='{"1":2,"2":"Opal (A/D)"}' style="border-right:1px solid #000000;overflow:hidden;padding:0px 3px 0px 3px;vertical-align:bottom;font-weight:bold;">Opal (A/D)</td> <td data-sheets-numberformat='{"1":2,"2":"0.00","3":1}' data-sheets-value='{"1":3,"3":2.9}' style="overflow:hidden;padding:0px 3px 0px 3px;vertical-align:bottom;text-align:center;">2.90</td> <td data-sheets-numberformat='{"1":2,"2":"0","3":1}' data-sheets-value='{"1":3,"3":51}' style="overflow:hidden;padding:0px 3px 0px 3px;vertical-align:bottom;text-align:center;">51</td> <td data-sheets-numberformat='{"1":2,"2":"0","3":1}' data-sheets-value='{"1":3,"3":50}' style="overflow:hidden;padding:0px 3px 0px 3px;vertical-align:bottom;text-align:center;">50</td> <td data-sheets-numberformat='{"1":2,"2":"0","3":1}' data-sheets-value='{"1":3,"3":20}' style="border-right:1px solid #000000;overflow:hidden;padding:0px 3px 0px 3px;vertical-align:bottom;text-align:center;">20</td> </tr> <tr style="height:20px;"> <td style="border-left:1px solid #000000;overflow:hidden;padding:0px 3px 0px 3px;vertical-align:bottom;font-weight:bold;"></td> <td data-sheets-value='{"1":2,"2":"Triple-walled"}' style="overflow:hidden;padding:0px 3px 0px 3px;vertical-align:bottom;font-weight:bold;">Triple-walled</td> <td data-sheets-value='{"1":2,"2":"Clear (A/H/H)"}' style="border-right:1px solid #000000;overflow:hidden;padding:0px 3px 0px 3px;vertical-align:bottom;font-weight:bold;">Clear (A/H/H)</td> <td data-sheets-numberformat='{"1":2,"2":"0.00","3":1}' data-sheets-value='{"1":3,"3":1.7}' style="overflow:hidden;padding:0px 3px 0px 3px;vertical-align:bottom;text-align:center;">1.70</td> <td data-sheets-numberformat='{"1":2,"2":"0","3":1}' data-sheets-value='{"1":3,"3":71}' style="overflow:hidden;padding:0px 3px 0px 3px;vertical-align:bottom;text-align:center;">71</td> <td data-sheets-numberformat='{"1":2,"2":"0","3":1}' data-sheets-value='{"1":3,"3":63}' style="overflow:hidden;padding:0px 3px 0px 3px;vertical-align:bottom;text-align:center;">63</td> <td data-sheets-numberformat='{"1":2,"2":"0","3":1}' data-sheets-value='{"1":3,"3":22}' style="border-right:1px solid #000000;overflow:hidden;padding:0px 3px 0px 3px;vertical-align:bottom;text-align:center;">22</td> </tr> <tr style="height:20px;"> <td style="border-left:1px solid #000000;overflow:hidden;padding:0px 3px 0px 3px;vertical-align:bottom;font-weight:bold;"></td> <td data-sheets-value='{"1":2,"2":"Triple-walled"}' style="overflow:hidden;padding:0px 3px 0px 3px;vertical-align:bottom;font-weight:bold;">Triple-walled</td> <td data-sheets-value='{"1":2,"2":"Opal (A/O/O)"}' style="border-right:1px solid #000000;overflow:hidden;padding:0px 3px 0px 3px;vertical-align:bottom;font-weight:bold;">Opal (A/O/O)</td> <td data-sheets-numberformat='{"1":2,"2":"0.00","3":1}' data-sheets-value='{"1":3,"3":1.7}' style="overflow:hidden;padding:0px 3px 0px 3px;vertical-align:bottom;text-align:center;">1.70</td> <td data-sheets-numberformat='{"1":2,"2":"0","3":1}' data-sheets-value='{"1":3,"3":61}' style="overflow:hidden;padding:0px 3px 0px 3px;vertical-align:bottom;text-align:center;">61</td> <td data-sheets-numberformat='{"1":2,"2":"0","3":1}' data-sheets-value='{"1":3,"3":48}' style="overflow:hidden;padding:0px 3px 0px 3px;vertical-align:bottom;text-align:center;">48</td> <td data-sheets-numberformat='{"1":2,"2":"0","3":1}' data-sheets-value='{"1":3,"3":22}' style="border-right:1px solid #000000;overflow:hidden;padding:0px 3px 0px 3px;vertical-align:bottom;text-align:center;">22</td> </tr> <tr style="height:20px;"> <td style="border-left:1px solid #000000;overflow:hidden;padding:0px 3px 0px 3px;vertical-align:bottom;font-weight:bold;"></td> <td data-sheets-value='{"1":2,"2":"Four-walled"}' style="overflow:hidden;padding:0px 3px 0px 3px;vertical-align:bottom;font-weight:bold;">Four-walled</td> <td data-sheets-value='{"1":2,"2":"Clear (A/H/H/H)"}' style="border-right:1px solid #000000;overflow:hidden;padding:0px 3px 0px 3px;vertical-align:bottom;font-weight:bold;">Clear (A/H/H/H)</td> <td data-sheets-numberformat='{"1":2,"2":"0.00","3":1}' data-sheets-value='{"1":3,"3":1.28}' style="overflow:hidden;padding:0px 3px 0px 3px;vertical-align:bottom;text-align:center;">1.28</td> <td data-sheets-numberformat='{"1":2,"2":"0","3":1}' data-sheets-value='{"1":3,"3":64}' style="overflow:hidden;padding:0px 3px 0px 3px;vertical-align:bottom;text-align:center;">64</td> <td data-sheets-numberformat='{"1":2,"2":"0","3":1}' data-sheets-value='{"1":3,"3":52}' style="overflow:hidden;padding:0px 3px 0px 3px;vertical-align:bottom;text-align:center;">52</td> <td data-sheets-numberformat='{"1":2,"2":"0","3":1}' data-sheets-value='{"1":3,"3":23}' style="border-right:1px solid #000000;overflow:hidden;padding:0px 3px 0px 3px;vertical-align:bottom;text-align:center;">23</td> </tr> <tr style="height:20px;"> <td style="border-bottom:1px solid #000000;border-left:1px solid #000000;overflow:hidden;padding:0px 3px 0px 3px;vertical-align:bottom;"></td> <td data-sheets-value='{"1":2,"2":"Four-walled"}' style="border-bottom:1px solid #000000;overflow:hidden;padding:0px 3px 0px 3px;vertical-align:bottom;font-weight:bold;">Four-walled</td> <td data-sheets-value='{"1":2,"2":"Opal (A/H/O/H)"}' style="border-right:1px solid #000000;border-bottom:1px solid #000000;overflow:hidden;padding:0px 3px 0px 3px;vertical-align:bottom;font-weight:bold;">Opal (A/H/O/H)</td> <td data-sheets-numberformat='{"1":2,"2":"0.00","3":1}' data-sheets-value='{"1":3,"3":1.28}' style="border-bottom:1px solid #000000;overflow:hidden;padding:0px 3px 0px 3px;vertical-align:bottom;text-align:center;">1.28</td> <td data-sheets-numberformat='{"1":2,"2":"0","3":1}' data-sheets-value='{"1":3,"3":59}' style="border-bottom:1px solid #000000;overflow:hidden;padding:0px 3px 0px 3px;vertical-align:bottom;text-align:center;">59</td> <td data-sheets-numberformat='{"1":2,"2":"0","3":1}' data-sheets-value='{"1":3,"3":46}' style="border-bottom:1px solid #000000;overflow:hidden;padding:0px 3px 0px 3px;vertical-align:bottom;text-align:center;">46</td> <td data-sheets-numberformat='{"1":2,"2":"0","3":1}' data-sheets-value='{"1":3,"3":23}' style="border-right:1px solid #000000;border-bottom:1px solid #000000;overflow:hidden;padding:0px 3px 0px 3px;vertical-align:bottom;text-align:center;">23</td> </tr> <tr style="height:20px;"> <td data-sheets-value='{"1":2,"2":"Polycarbonate"}' style="border-left:1px solid #000000;overflow:hidden;padding:0px 3px 0px 3px;vertical-align:bottom;font-weight:bold;">Polycarbonate</td> <td data-sheets-value='{"1":2,"2":"Single-walled"}' style="overflow:hidden;padding:0px 3px 0px 3px;vertical-align:bottom;font-weight:bold;">Single-walled</td> <td data-sheets-value='{"1":2,"2":"Heatstop Opal (T)"}' style="border-right:1px solid #000000;overflow:hidden;padding:0px 3px 0px 3px;vertical-align:bottom;font-weight:bold;">Heatstop Opal (T)</td> <td data-sheets-numberformat='{"1":2,"2":"0.00","3":1}' data-sheets-value='{"1":3,"3":5.17}' style="overflow:hidden;padding:0px 3px 0px 3px;vertical-align:bottom;text-align:center;">5.17</td> <td data-sheets-numberformat='{"1":2,"2":"0","3":1}' data-sheets-value='{"1":3,"3":49}' style="overflow:hidden;padding:0px 3px 0px 3px;vertical-align:bottom;text-align:center;">49</td> <td data-sheets-numberformat='{"1":2,"2":"0","3":1}' data-sheets-value='{"1":3,"3":59}' style="overflow:hidden;padding:0px 3px 0px 3px;vertical-align:bottom;text-align:center;">59</td> <td data-sheets-numberformat='{"1":2,"2":"0","3":1}' data-sheets-value='{"1":2,"2":"-"}' style="border-right:1px solid #000000;overflow:hidden;padding:0px 3px 0px 3px;vertical-align:bottom;text-align:center;">-</td> </tr> <tr style="height:20px;"> <td data-sheets-value='{"1":2,"2":"Heatstop PC"}' style="border-left:1px solid #000000;overflow:hidden;padding:0px 3px 0px 3px;vertical-align:bottom;font-weight:bold;">Heatstop PC</td> <td data-sheets-value='{"1":2,"2":"Double-walled"}' style="overflow:hidden;padding:0px 3px 0px 3px;vertical-align:bottom;font-weight:bold;">Double-walled</td> <td data-sheets-value='{"1":2,"2":"Clear (T/H)"}' style="border-right:1px solid #000000;overflow:hidden;padding:0px 3px 0px 3px;vertical-align:bottom;font-weight:bold;">Clear (T/H)</td> <td data-sheets-numberformat='{"1":2,"2":"0.00","3":1}' data-sheets-value='{"1":3,"3":2.9}' style="overflow:hidden;padding:0px 3px 0px 3px;vertical-align:bottom;text-align:center;">2.90</td> <td data-sheets-numberformat='{"1":2,"2":"0","3":1}' data-sheets-value='{"1":3,"3":44}' style="overflow:hidden;padding:0px 3px 0px 3px;vertical-align:bottom;text-align:center;">44</td> <td data-sheets-numberformat='{"1":2,"2":"0","3":1}' data-sheets-value='{"1":3,"3":51}' style="overflow:hidden;padding:0px 3px 0px 3px;vertical-align:bottom;text-align:center;">51</td> <td data-sheets-numberformat='{"1":2,"2":"0","3":1}' data-sheets-value='{"1":3,"3":20}' style="border-right:1px solid #000000;overflow:hidden;padding:0px 3px 0px 3px;vertical-align:bottom;text-align:center;">20</td> </tr> <tr style="height:20px;"> <td style="border-left:1px solid #000000;overflow:hidden;padding:0px 3px 0px 3px;vertical-align:bottom;font-weight:bold;"></td> <td data-sheets-value='{"1":2,"2":"Double-walled"}' style="overflow:hidden;padding:0px 3px 0px 3px;vertical-align:bottom;font-weight:bold;">Double-walled</td> <td data-sheets-value='{"1":2,"2":"Opal (T/O)"}' style="border-right:1px solid #000000;overflow:hidden;padding:0px 3px 0px 3px;vertical-align:bottom;font-weight:bold;">Opal (T/O)</td> <td data-sheets-numberformat='{"1":2,"2":"0.00","3":1}' data-sheets-value='{"1":3,"3":2.9}' style="overflow:hidden;padding:0px 3px 0px 3px;vertical-align:bottom;text-align:center;">2.90</td> <td data-sheets-numberformat='{"1":2,"2":"0","3":1}' data-sheets-value='{"1":3,"3":41}' style="overflow:hidden;padding:0px 3px 0px 3px;vertical-align:bottom;text-align:center;">41</td> <td data-sheets-numberformat='{"1":2,"2":"0","3":1}' data-sheets-value='{"1":3,"3":45}' style="overflow:hidden;padding:0px 3px 0px 3px;vertical-align:bottom;text-align:center;">45</td> <td data-sheets-numberformat='{"1":2,"2":"0","3":1}' data-sheets-value='{"1":3,"3":20}' style="border-right:1px solid #000000;overflow:hidden;padding:0px 3px 0px 3px;vertical-align:bottom;text-align:center;">20</td> </tr> <tr style="height:20px;"> <td style="border-left:1px solid #000000;overflow:hidden;padding:0px 3px 0px 3px;vertical-align:bottom;font-weight:bold;"></td> <td data-sheets-value='{"1":2,"2":"Triple-walled"}' style="overflow:hidden; | skylux-160-ce-met-koepel-en-polyester-opstand-30-20-met-lm-motor-1200-x-1200-mm | 8586011017549 | 46872307794253
Smoke and heat exhaust (SHEV) | SHE system | Skylux | Skylux 160° CE with skylight and polyester curb 30/20 with LM-actuator 1300 x 1300 mm |  | 33431 | 5412970334316 | 4561.7 | Yes | 30-45 | 61.95 | 1300 x 1300 mm | 1300 | 1300 |  | polyester 30/20 (30 cm high & roof opening = 20 cm larger than daylight size) | Square | 5.17 W/m²K - 1.28 W/m²K | 87% - 32% | 90% - 32% | 20dB - 23dB | 160° CE (for industry) | skylight | without spoiler | E | Single actuator | Maximum four-walled skylight possible for this product | Ut-value LT-value g-value Rw-value EN 1873 : 2014 EN ISO 13468 EN 16153 EN 410 EN 410 EN ISO 140-3 Material Walls Shells (W/m²K) (%) (%) (dB) Acrylic Single-walled Clear (H) 5.17 90 87 - PMMA Single-walled Opal (O) 5.17 83 76 - Double-walled Clear (H/H) 2.90 81 75 20 Double-walled Opal (O/O) 2.90 69 58 20 Triple-walled Clear (H/H/H) 1.70 73 65 22 Triple-walled Opal (O/H/O) 1.70 62 51 22 Four-walled Clear (H/H/H/H) 1.28 64 54 23 Four-walled Opal (H/H/O/H) 1.28 59 48 23 Polycarbonate Single-walled Clear (A) 5.17 88 83 - PC Single-walled Opal (D) 5.17 58 60 - Double-walled Clear (A/H) 2.90 79 72 20 Double-walled Clear (A/A) 2.90 77 69 20 Double-walled Opal (A/O) 2.90 73 63 20 Double-walled Opal (A/D) 2.90 51 50 20 Triple-walled Clear (A/H/H) 1.70 71 63 22 Triple-walled Opal (A/O/O) 1.70 61 48 22 Four-walled Clear (A/H/H/H) 1.28 64 52 23 Four-walled Opal (A/H/O/H) 1.28 59 46 23 Polycarbonate Single-walled Heatstop Opal (T) 5.17 49 59 - Heatstop PC Double-walled Clear (T/H) 2.90 44 51 20 Double-walled Opal (T/O) 2.90 41 45 20 Triple-walled Clear (T/H/H) 1.70 40 <td data-sheets-numberformat='{"1":2,"2":"0","3":1}' data-sheets-value='{"1":3,"3":44}' style="overflow:hidden;paddin | https://skylux.eu/en/products/skylux-160-ce-met-koepel-en-polyester-opstand-30-20-met-lm-motor-1300-x-1300-mm | https://skylux.eu/cdn/shop/files/Skylux-160deg-CE-met-koepel-en-polyester-opstand-3020-met-LM-motor-1300-x-1300-mm-RWA-systeem.jpg?v=1702977953&width=1600 | https://skylux.eu/cdn/shop/files/e5a82811-1bb0-48e4-a776-cacb59c7c092_7a2af54f-d87b-40df-bc9c-959e226afb5c.jpg?v=1688550514&width=1600 | //skylux.eu/cdn/shop/files/E_MH_Mounting_instructions_Skylux_160_CE_LM.pdf?v=12406716259046007223 | //skylux.eu/cdn/shop/files/E_TD_Technical_File_Skylux_Skylux_160_CE_Electric.pdf?v=3667116872303399239 | <style type="text/css" id="isPasted"> <!--td { border: 1px solid #cccccc; } br { mso-data-placement: same-cell; } --> </style> <table border="1" cellpadding="0" cellspacing="0" dir="ltr" style="table-layout:fixed;font-size:10pt;font-family:Arial;border-collapse:collapse;border:none;"><tbody> <tr style="height:20px;"> <td style="overflow:hidden;padding:0px 3px 0px 3px;vertical-align:bottom;"></td> <td style="overflow:hidden;padding:0px 3px 0px 3px;vertical-align:bottom;"></td> <td style="overflow:hidden;padding:0px 3px 0px 3px;vertical-align:bottom;"></td> <td data-sheets-value='{"1":2,"2":"Ut-value"}' style="overflow:hidden;padding:0px 3px 0px 3px;vertical-align:bottom;font-weight:bold;text-align:center;">Ut-value</td> <td data-sheets-value='{"1":2,"2":"LT-value"}' style="overflow:hidden;padding:0px 3px 0px 3px;vertical-align:bottom;font-weight:bold;text-align:center;">LT-value</td> <td data-sheets-value='{"1":2,"2":"g-value"}' style="overflow:hidden;padding:0px 3px 0px 3px;vertical-align:bottom;font-weight:bold;text-align:center;">g-value</td> <td data-sheets-value='{"1":2,"2":"Rw-value "}' style="overflow:hidden;padding:0px 3px 0px 3px;vertical-align:bottom;font-weight:bold;text-align:center;">Rw-value </td> </tr> <tr style="height:20px;"> <td style="overflow:hidden;padding:0px 3px 0px 3px;vertical-align:bottom;"></td> <td style="overflow:hidden;padding:0px 3px 0px 3px;vertical-align:bottom;"></td> <td style="overflow:hidden;padding:0px 3px 0px 3px;vertical-align:bottom;"></td> <td data-sheets-numberformat='{"1":2,"2":"0.00","3":1}' data-sheets-value='{"1":2,"2":"EN 1873 : 2014"}' style="overflow:hidden;padding:0px 3px 0px 3px;vertical-align:bottom;text-align:center;">EN 1873 : 2014</td> <td data-sheets-numberformat='{"1":2,"2":"0","3":1}' data-sheets-value='{"1":2,"2":"EN ISO 13468 EN 16153 EN 410"}' style="overflow:hidden;padding:0px 3px 0px 3px;vertical-align:bottom;text-align:center;">EN ISO 13468 EN 16153 EN 410</td> <td data-sheets-numberformat='{"1":2,"2":"0","3":1}' data-sheets-value='{"1":2,"2":"EN 410"}' style="overflow:hidden;padding:0px 3px 0px 3px;vertical-align:bottom;text-align:center;">EN 410</td> <td data-sheets-value='{"1":2,"2":"EN ISO 140-3\t\t"}' style="overflow:hidden;padding:0px 3px 0px 3px;vertical-align:bottom;text-align:center;">EN ISO 140-3 </td> </tr> <tr style="height:20px;"> <td data-sheets-value='{"1":2,"2":"Material"}' style="border-bottom:1px solid #000000;overflow:hidden;padding:0px 3px 0px 3px;vertical-align:bottom;background-color:#000000;font-weight:bold;color:#ffffff;">Material</td> <td data-sheets-value='{"1":2,"2":"Walls"}' style="border-bottom:1px solid #000000;overflow:hidden;padding:0px 3px 0px 3px;vertical-align:bottom;background-color:#000000;font-weight:bold;color:#ffffff;">Walls</td> <td data-sheets-value='{"1":2,"2":"Shells"}' style="border-bottom:1px solid #000000;overflow:hidden;padding:0px 3px 0px 3px;vertical-align:bottom;background-color:#000000;font-weight:bold;color:#ffffff;">Shells</td> <td data-sheets-numberformat='{"1":2,"2":"0.00","3":1}' data-sheets-value='{"1":2,"2":"(W/m²K)\t"}' style="border-bottom:1px solid #000000;overflow:hidden;padding:0px 3px 0px 3px;vertical-align:bottom;background-color:#000000;font-weight:bold;color:#ffffff;text-align:center;">(W/m²K) </td> <td data-sheets-numberformat='{"1":2,"2":"0","3":1}' data-sheets-value='{"1":2,"2":"(%)"}' style="border-bottom:1px solid #000000;overflow:hidden;padding:0px 3px 0px 3px;vertical-align:bottom;background-color:#000000;font-weight:bold;color:#ffffff;text-align:center;">(%)</td> <td data-sheets-numberformat='{"1":2,"2":"0","3":1}' data-sheets-value='{"1":2,"2":"(%)"}' style="border-bottom:1px solid #000000;overflow:hidden;padding:0px 3px 0px 3px;vertical-align:bottom;background-color:#000000;font-weight:bold;color:#ffffff;text-align:center;">(%)</td> <td data-sheets-value='{"1":2,"2":"(dB)"}' style="border-bottom:1px solid #000000;overflow:hidden;padding:0px 3px 0px 3px;vertical-align:bottom;background-color:#000000;font-weight:bold;color:#ffffff;text-align:center;">(dB)</td> </tr> <tr style="height:20px;"> <td data-sheets-value='{"1":2,"2":"Acrylic"}' style="border-left:1px solid #000000;overflow:hidden;padding:0px 3px 0px 3px;vertical-align:bottom;font-weight:bold;">Acrylic</td> <td data-sheets-value='{"1":2,"2":"Single-walled"}' style="overflow:hidden;padding:0px 3px 0px 3px;vertical-align:bottom;font-weight:bold;">Single-walled</td> <td data-sheets-value='{"1":2,"2":"Clear (H)"}' style="border-right:1px solid #000000;overflow:hidden;padding:0px 3px 0px 3px;vertical-align:bottom;font-weight:bold;">Clear (H)</td> <td data-sheets-numberformat='{"1":2,"2":"0.00","3":1}' data-sheets-value='{"1":3,"3":5.17}' style="overflow:hidden;padding:0px 3px 0px 3px;vertical-align:bottom;text-align:center;">5.17</td> <td data-sheets-numberformat='{"1":2,"2":"0","3":1}' data-sheets-value='{"1":3,"3":90}' style="overflow:hidden;padding:0px 3px 0px 3px;vertical-align:bottom;text-align:center;">90</td> <td data-sheets-numberformat='{"1":2,"2":"0","3":1}' data-sheets-value='{"1":3,"3":87}' style="overflow:hidden;padding:0px 3px 0px 3px;vertical-align:bottom;text-align:center;">87</td> <td data-sheets-numberformat='{"1":2,"2":"0","3":1}' data-sheets-value='{"1":2,"2":"-"}' style="border-right:1px solid #000000;overflow:hidden;padding:0px 3px 0px 3px;vertical-align:bottom;text-align:center;">-</td> </tr> <tr style="height:20px;"> <td data-sheets-value='{"1":2,"2":"PMMA"}' style="border-left:1px solid #000000;overflow:hidden;padding:0px 3px 0px 3px;vertical-align:bottom;font-weight:bold;">PMMA</td> <td data-sheets-value='{"1":2,"2":"Single-walled"}' style="overflow:hidden;padding:0px 3px 0px 3px;vertical-align:bottom;font-weight:bold;">Single-walled</td> <td data-sheets-value='{"1":2,"2":"Opal (O)"}' style="border-right:1px solid #000000;overflow:hidden;padding:0px 3px 0px 3px;vertical-align:bottom;font-weight:bold;">Opal (O)</td> <td data-sheets-numberformat='{"1":2,"2":"0.00","3":1}' data-sheets-value='{"1":3,"3":5.17}' style="overflow:hidden;padding:0px 3px 0px 3px;vertical-align:bottom;text-align:center;">5.17</td> <td data-sheets-numberformat='{"1":2,"2":"0","3":1}' data-sheets-value='{"1":3,"3":83}' style="overflow:hidden;padding:0px 3px 0px 3px;vertical-align:bottom;text-align:center;">83</td> <td data-sheets-numberformat='{"1":2,"2":"0","3":1}' data-sheets-value='{"1":3,"3":76}' style="overflow:hidden;padding:0px 3px 0px 3px;vertical-align:bottom;text-align:center;">76</td> <td data-sheets-numberformat='{"1":2,"2":"0","3":1}' data-sheets-value='{"1":2,"2":"-"}' style="border-right:1px solid #000000;overflow:hidden;padding:0px 3px 0px 3px;vertical-align:bottom;text-align:center;">-</td> </tr> <tr style="height:20px;"> <td style="border-left:1px solid #000000;overflow:hidden;padding:0px 3px 0px 3px;vertical-align:bottom;font-weight:bold;"></td> <td data-sheets-value='{"1":2,"2":"Double-walled"}' style="overflow:hidden;padding:0px 3px 0px 3px;vertical-align:bottom;font-weight:bold;">Double-walled</td> <td data-sheets-value='{"1":2,"2":"Clear (H/H)"}' style="border-right:1px solid #000000;overflow:hidden;padding:0px 3px 0px 3px;vertical-align:bottom;font-weight:bold;">Clear (H/H)</td> <td data-sheets-numberformat='{"1":2,"2":"0.00","3":1}' data-sheets-value='{"1":3,"3":2.9}' style="overflow:hidden;padding:0px 3px 0px 3px;vertical-align:bottom;text-align:center;">2.90</td> <td data-sheets-numberformat='{"1":2,"2":"0","3":1}' data-sheets-value='{"1":3,"3":81}' style="overflow:hidden;padding:0px 3px 0px 3px;vertical-align:bottom;text-align:center;">81</td> <td data-sheets-numberformat='{"1":2,"2":"0","3":1}' data-sheets-value='{"1":3,"3":75}' style="overflow:hidden;padding:0px 3px 0px 3px;vertical-align:bottom;text-align:center;">75</td> <td data-sheets-numberformat='{"1":2,"2":"0","3":1}' data-sheets-value='{"1":3,"3":20}' style="border-right:1px solid #000000;overflow:hidden;padding:0px 3px 0px 3px;vertical-align:bottom;text-align:center;">20</td> </tr> <tr style="height:20px;"> <td style="border-left:1px solid #000000;overflow:hidden;padding:0px 3px 0px 3px;vertical-align:bottom;font-weight:bold;"></td> <td data-sheets-value='{"1":2,"2":"Double-walled"}' style="overflow:hidden;padding:0px 3px 0px 3px;vertical-align:bottom;font-weight:bold;">Double-walled</td> <td data-sheets-value='{"1":2,"2":"Opal (O/O)"}' style="border-right:1px solid #000000;overflow:hidden;padding:0px 3px 0px 3px;vertical-align:bottom;font-weight:bold;">Opal (O/O)</td> <td data-sheets-numberformat='{"1":2,"2":"0.00","3":1}' data-sheets-value='{"1":3,"3":2.9}' style="overflow:hidden;padding:0px 3px 0px 3px;vertical-align:bottom;text-align:center;">2.90</td> <td data-sheets-numberformat='{"1":2,"2":"0","3":1}' data-sheets-value='{"1":3,"3":69}' style="overflow:hidden;padding:0px 3px 0px 3px;vertical-align:bottom;text-align:center;">69</td> <td data-sheets-numberformat='{"1":2,"2":"0","3":1}' data-sheets-value='{"1":3,"3":58}' style="overflow:hidden;padding:0px 3px 0px 3px;vertical-align:bottom;text-align:center;">58</td> <td data-sheets-numberformat='{"1":2,"2":"0","3":1}' data-sheets-value='{"1":3,"3":20}' style="border-right:1px solid #000000;overflow:hidden;padding:0px 3px 0px 3px;vertical-align:bottom;text-align:center;">20</td> </tr> <tr style="height:20px;"> <td style="border-left:1px solid #000000;overflow:hidden;padding:0px 3px 0px 3px;vertical-align:bottom;font-weight:bold;"></td> <td data-sheets-value='{"1":2,"2":"Triple-walled"}' style="overflow:hidden;padding:0px 3px 0px 3px;vertical-align:bottom;font-weight:bold;">Triple-walled</td> <td data-sheets-value='{"1":2,"2":"Clear (H/H/H)"}' style="border-right:1px solid #000000;overflow:hidden;padding:0px 3px 0px 3px;vertical-align:bottom;font-weight:bold;">Clear (H/H/H)</td> <td data-sheets-numberformat='{"1":2,"2":"0.00","3":1}' data-sheets-value='{"1":3,"3":1.7}' style="overflow:hidden;padding:0px 3px 0px 3px;vertical-align:bottom;text-align:center;">1.70</td> <td data-sheets-numberformat='{"1":2,"2":"0","3":1}' data-sheets-value='{"1":3,"3":73}' style="overflow:hidden;padding:0px 3px 0px 3px;vertical-align:bottom;text-align:center;">73</td> <td data-sheets-numberformat='{"1":2,"2":"0","3":1}' data-sheets-value='{"1":3,"3":65}' style="overflow:hidden;padding:0px 3px 0px 3px;vertical-align:bottom;text-align:center;">65</td> <td data-sheets-numberformat='{"1":2,"2":"0","3":1}' data-sheets-value='{"1":3,"3":22}' style="border-right:1px solid #000000;overflow:hidden;padding:0px 3px 0px 3px;vertical-align:bottom;text-align:center;">22</td> </tr> <tr style="height:20px;"> <td style="border-left:1px solid #000000;overflow:hidden;padding:0px 3px 0px 3px;vertical-align:bottom;font-weight:bold;"></td> <td data-sheets-value='{"1":2,"2":"Triple-walled"}' style="overflow:hidden;padding:0px 3px 0px 3px;vertical-align:bottom;font-weight:bold;">Triple-walled</td> <td data-sheets-value='{"1":2,"2":"Opal (O/H/O)"}' style="border-right:1px solid #000000;overflow:hidden;padding:0px 3px 0px 3px;vertical-align:bottom;font-weight:bold;">Opal (O/H/O)</td> <td data-sheets-numberformat='{"1":2,"2":"0.00","3":1}' data-sheets-value='{"1":3,"3":1.7}' style="overflow:hidden;padding:0px 3px 0px 3px;vertical-align:bottom;text-align:center;">1.70</td> <td data-sheets-numberformat='{"1":2,"2":"0","3":1}' data-sheets-value='{"1":3,"3":62}' style="overflow:hidden;padding:0px 3px 0px 3px;vertical-align:bottom;text-align:center;">62</td> <td data-sheets-numberformat='{"1":2,"2":"0","3":1}' data-sheets-value='{"1":3,"3":51}' style="overflow:hidden;padding:0px 3px 0px 3px;vertical-align:bottom;text-align:center;">51</td> <td data-sheets-numberformat='{"1":2,"2":"0","3":1}' data-sheets-value='{"1":3,"3":22}' style="border-right:1px solid #000000;overflow:hidden;padding:0px 3px 0px 3px;vertical-align:bottom;text-align:center;">22</td> </tr> <tr style="height:20px;"> <td style="border-left:1px solid #000000;overflow:hidden;padding:0px 3px 0px 3px;vertical-align:bottom;font-weight:bold;"></td> <td data-sheets-value='{"1":2,"2":"Four-walled"}' style="overflow:hidden;padding:0px 3px 0px 3px;vertical-align:bottom;font-weight:bold;">Four-walled</td> <td data-sheets-value='{"1":2,"2":"Clear (H/H/H/H)"}' style="border-right:1px solid #000000;overflow:hidden;padding:0px 3px 0px 3px;vertical-align:bottom;font-weight:bold;">Clear (H/H/H/H)</td> <td data-sheets-numberformat='{"1":2,"2":"0.00","3":1}' data-sheets-value='{"1":3,"3":1.28}' style="overflow:hidden;padding:0px 3px 0px 3px;vertical-align:bottom;text-align:center;">1.28</td> <td data-sheets-numberformat='{"1":2,"2":"0","3":1}' data-sheets-value='{"1":3,"3":64}' style="overflow:hidden;padding:0px 3px 0px 3px;vertical-align:bottom;text-align:center;">64</td> <td data-sheets-numberformat='{"1":2,"2":"0","3":1}' data-sheets-value='{"1":3,"3":54}' style="overflow:hidden;padding:0px 3px 0px 3px;vertical-align:bottom;text-align:center;">54</td> <td data-sheets-numberformat='{"1":2,"2":"0","3":1}' data-sheets-value='{"1":3,"3":23}' style="border-right:1px solid #000000;overflow:hidden;padding:0px 3px 0px 3px;vertical-align:bottom;text-align:center;">23</td> </tr> <tr style="height:20px;"> <td style="border-bottom:1px solid #000000;border-left:1px solid #000000;overflow:hidden;padding:0px 3px 0px 3px;vertical-align:bottom;"></td> <td data-sheets-value='{"1":2,"2":"Four-walled"}' style="border-bottom:1px solid #000000;overflow:hidden;padding:0px 3px 0px 3px;vertical-align:bottom;font-weight:bold;">Four-walled</td> <td data-sheets-value='{"1":2,"2":"Opal (H/H/O/H)"}' style="border-right:1px solid #000000;border-bottom:1px solid #000000;overflow:hidden;padding:0px 3px 0px 3px;vertical-align:bottom;font-weight:bold;">Opal (H/H/O/H)</td> <td data-sheets-numberformat='{"1":2,"2":"0.00","3":1}' data-sheets-value='{"1":3,"3":1.28}' style="border-bottom:1px solid #000000;overflow:hidden;padding:0px 3px 0px 3px;vertical-align:bottom;text-align:center;">1.28</td> <td data-sheets-numberformat='{"1":2,"2":"0","3":1}' data-sheets-value='{"1":3,"3":59}' style="border-bottom:1px solid #000000;overflow:hidden;padding:0px 3px 0px 3px;vertical-align:bottom;text-align:center;">59</td> <td data-sheets-numberformat='{"1":2,"2":"0","3":1}' data-sheets-value='{"1":3,"3":48}' style="border-bottom:1px solid #000000;overflow:hidden;padding:0px 3px 0px 3px;vertical-align:bottom;text-align:center;">48</td> <td data-sheets-numberformat='{"1":2,"2":"0","3":1}' data-sheets-value='{"1":3,"3":23}' style="border-right:1px solid #000000;border-bottom:1px solid #000000;overflow:hidden;padding:0px 3px 0px 3px;vertical-align:bottom;text-align:center;">23</td> </tr> <tr style="height:20px;"> <td data-sheets-value='{"1":2,"2":"Polycarbonate "}' style="border-left:1px solid #000000;overflow:hidden;padding:0px 3px 0px 3px;vertical-align:bottom;font-weight:bold;">Polycarbonate </td> <td data-sheets-value='{"1":2,"2":"Single-walled"}' style="overflow:hidden;padding:0px 3px 0px 3px;vertical-align:bottom;font-weight:bold;">Single-walled</td> <td data-sheets-value='{"1":2,"2":"Clear (A)"}' style="border-right:1px solid #000000;overflow:hidden;padding:0px 3px 0px 3px;vertical-align:bottom;font-weight:bold;">Clear (A)</td> <td data-sheets-numberformat='{"1":2,"2":"0.00","3":1}' data-sheets-value='{"1":3,"3":5.17}' style="overflow:hidden;padding:0px 3px 0px 3px;vertical-align:bottom;text-align:center;">5.17</td> <td data-sheets-numberformat='{"1":2,"2":"0","3":1}' data-sheets-value='{"1":3,"3":88}' style="overflow:hidden;padding:0px 3px 0px 3px;vertical-align:bottom;text-align:center;">88</td> <td data-sheets-numberformat='{"1":2,"2":"0","3":1}' data-sheets-value='{"1":3,"3":83}' style="overflow:hidden;padding:0px 3px 0px 3px;vertical-align:bottom;text-align:center;">83</td> <td data-sheets-numberformat='{"1":2,"2":"0","3":1}' data-sheets-value='{"1":2,"2":"-"}' style="border-right:1px solid #000000;overflow:hidden;padding:0px 3px 0px 3px;vertical-align:bottom;text-align:center;">-</td> </tr> <tr style="height:20px;"> <td data-sheets-value='{"1":2,"2":"PC"}' style="border-left:1px solid #000000;overflow:hidden;padding:0px 3px 0px 3px;vertical-align:bottom;font-weight:bold;">PC</td> <td data-sheets-value='{"1":2,"2":"Single-walled"}' style="overflow:hidden;padding:0px 3px 0px 3px;vertical-align:bottom;font-weight:bold;">Single-walled</td> <td data-sheets-value='{"1":2,"2":"Opal (D)"}' style="border-right:1px solid #000000;overflow:hidden;padding:0px 3px 0px 3px;vertical-align:bottom;font-weight:bold;">Opal (D)</td> <td data-sheets-numberformat='{"1":2,"2":"0.00","3":1}' data-sheets-value='{"1":3,"3":5.17}' style="overflow:hidden;padding:0px 3px 0px 3px;vertical-align:bottom;text-align:center;">5.17</td> <td data-sheets-numberformat='{"1":2,"2":"0","3":1}' data-sheets-value='{"1":3,"3":58}' style="overflow:hidden;padding:0px 3px 0px 3px;vertical-align:bottom;text-align:center;">58</td> <td data-sheets-numberformat='{"1":2,"2":"0","3":1}' data-sheets-value='{"1":3,"3":60}' style="overflow:hidden;padding:0px 3px 0px 3px;vertical-align:bottom;text-align:center;">60</td> <td data-sheets-numberformat='{"1":2,"2":"0","3":1}' data-sheets-value='{"1":2,"2":"-"}' style="border-right:1px solid #000000;overflow:hidden;padding:0px 3px 0px 3px;vertical-align:bottom;text-align:center;">-</td> </tr> <tr style="height:20px;"> <td style="border-left:1px solid #000000;overflow:hidden;padding:0px 3px 0px 3px;vertical-align:bottom;font-weight:bold;"></td> <td data-sheets-value='{"1":2,"2":"Double-walled"}' style="overflow:hidden;padding:0px 3px 0px 3px;vertical-align:bottom;font-weight:bold;">Double-walled</td> <td data-sheets-value='{"1":2,"2":"Clear (A/H)"}' style="border-right:1px solid #000000;overflow:hidden;padding:0px 3px 0px 3px;vertical-align:bottom;font-weight:bold;">Clear (A/H)</td> <td data-sheets-numberformat='{"1":2,"2":"0.00","3":1}' data-sheets-value='{"1":3,"3":2.9}' style="overflow:hidden;padding:0px 3px 0px 3px;vertical-align:bottom;text-align:center;">2.90</td> <td data-sheets-numberformat='{"1":2,"2":"0","3":1}' data-sheets-value='{"1":3,"3":79}' style="overflow:hidden;padding:0px 3px 0px 3px;vertical-align:bottom;text-align:center;">79</td> <td data-sheets-numberformat='{"1":2,"2":"0","3":1}' data-sheets-value='{"1":3,"3":72}' style="overflow:hidden;padding:0px 3px 0px 3px;vertical-align:bottom;text-align:center;">72</td> <td data-sheets-numberformat='{"1":2,"2":"0","3":1}' data-sheets-value='{"1":3,"3":20}' style="border-right:1px solid #000000;overflow:hidden;padding:0px 3px 0px 3px;vertical-align:bottom;text-align:center;">20</td> </tr> <tr style="height:20px;"> <td style="border-left:1px solid #000000;overflow:hidden;padding:0px 3px 0px 3px;vertical-align:bottom;font-weight:bold;"></td> <td data-sheets-value='{"1":2,"2":"Double-walled"}' style="overflow:hidden;padding:0px 3px 0px 3px;vertical-align:bottom;font-weight:bold;">Double-walled</td> <td data-sheets-value='{"1":2,"2":"Clear (A/A)"}' style="border-right:1px solid #000000;overflow:hidden;padding:0px 3px 0px 3px;vertical-align:bottom;font-weight:bold;">Clear (A/A)</td> <td data-sheets-numberformat='{"1":2,"2":"0.00","3":1}' data-sheets-value='{"1":3,"3":2.9}' style="overflow:hidden;padding:0px 3px 0px 3px;vertical-align:bottom;text-align:center;">2.90</td> <td data-sheets-numberformat='{"1":2,"2":"0","3":1}' data-sheets-value='{"1":3,"3":77}' style="overflow:hidden;padding:0px 3px 0px 3px;vertical-align:bottom;text-align:center;">77</td> <td data-sheets-numberformat='{"1":2,"2":"0","3":1}' data-sheets-value='{"1":3,"3":69}' style="overflow:hidden;padding:0px 3px 0px 3px;vertical-align:bottom;text-align:center;">69</td> <td data-sheets-numberformat='{"1":2,"2":"0","3":1}' data-sheets-value='{"1":3,"3":20}' style="border-right:1px solid #000000;overflow:hidden;padding:0px 3px 0px 3px;vertical-align:bottom;text-align:center;">20</td> </tr> <tr style="height:20px;"> <td style="border-left:1px solid #000000;overflow:hidden;padding:0px 3px 0px 3px;vertical-align:bottom;font-weight:bold;"></td> <td data-sheets-value='{"1":2,"2":"Double-walled"}' style="overflow:hidden;padding:0px 3px 0px 3px;vertical-align:bottom;font-weight:bold;">Double-walled</td> <td data-sheets-value='{"1":2,"2":"Opal (A/O)"}' style="border-right:1px solid #000000;overflow:hidden;padding:0px 3px 0px 3px;vertical-align:bottom;font-weight:bold;">Opal (A/O)</td> <td data-sheets-numberformat='{"1":2,"2":"0.00","3":1}' data-sheets-value='{"1":3,"3":2.9}' style="overflow:hidden;padding:0px 3px 0px 3px;vertical-align:bottom;text-align:center;">2.90</td> <td data-sheets-numberformat='{"1":2,"2":"0","3":1}' data-sheets-value='{"1":3,"3":73}' style="overflow:hidden;padding:0px 3px 0px 3px;vertical-align:bottom;text-align:center;">73</td> <td data-sheets-numberformat='{"1":2,"2":"0","3":1}' data-sheets-value='{"1":3,"3":63}' style="overflow:hidden;padding:0px 3px 0px 3px;vertical-align:bottom;text-align:center;">63</td> <td data-sheets-numberformat='{"1":2,"2":"0","3":1}' data-sheets-value='{"1":3,"3":20}' style="border-right:1px solid #000000;overflow:hidden;padding:0px 3px 0px 3px;vertical-align:bottom;text-align:center;">20</td> </tr> <tr style="height:20px;"> <td style="border-left:1px solid #000000;overflow:hidden;padding:0px 3px 0px 3px;vertical-align:bottom;font-weight:bold;"></td> <td data-sheets-value='{"1":2,"2":"Double-walled"}' style="overflow:hidden;padding:0px 3px 0px 3px;vertical-align:bottom;font-weight:bold;">Double-walled</td> <td data-sheets-value='{"1":2,"2":"Opal (A/D)"}' style="border-right:1px solid #000000;overflow:hidden;padding:0px 3px 0px 3px;vertical-align:bottom;font-weight:bold;">Opal (A/D)</td> <td data-sheets-numberformat='{"1":2,"2":"0.00","3":1}' data-sheets-value='{"1":3,"3":2.9}' style="overflow:hidden;padding:0px 3px 0px 3px;vertical-align:bottom;text-align:center;">2.90</td> <td data-sheets-numberformat='{"1":2,"2":"0","3":1}' data-sheets-value='{"1":3,"3":51}' style="overflow:hidden;padding:0px 3px 0px 3px;vertical-align:bottom;text-align:center;">51</td> <td data-sheets-numberformat='{"1":2,"2":"0","3":1}' data-sheets-value='{"1":3,"3":50}' style="overflow:hidden;padding:0px 3px 0px 3px;vertical-align:bottom;text-align:center;">50</td> <td data-sheets-numberformat='{"1":2,"2":"0","3":1}' data-sheets-value='{"1":3,"3":20}' style="border-right:1px solid #000000;overflow:hidden;padding:0px 3px 0px 3px;vertical-align:bottom;text-align:center;">20</td> </tr> <tr style="height:20px;"> <td style="border-left:1px solid #000000;overflow:hidden;padding:0px 3px 0px 3px;vertical-align:bottom;font-weight:bold;"></td> <td data-sheets-value='{"1":2,"2":"Triple-walled"}' style="overflow:hidden;padding:0px 3px 0px 3px;vertical-align:bottom;font-weight:bold;">Triple-walled</td> <td data-sheets-value='{"1":2,"2":"Clear (A/H/H)"}' style="border-right:1px solid #000000;overflow:hidden;padding:0px 3px 0px 3px;vertical-align:bottom;font-weight:bold;">Clear (A/H/H)</td> <td data-sheets-numberformat='{"1":2,"2":"0.00","3":1}' data-sheets-value='{"1":3,"3":1.7}' style="overflow:hidden;padding:0px 3px 0px 3px;vertical-align:bottom;text-align:center;">1.70</td> <td data-sheets-numberformat='{"1":2,"2":"0","3":1}' data-sheets-value='{"1":3,"3":71}' style="overflow:hidden;padding:0px 3px 0px 3px;vertical-align:bottom;text-align:center;">71</td> <td data-sheets-numberformat='{"1":2,"2":"0","3":1}' data-sheets-value='{"1":3,"3":63}' style="overflow:hidden;padding:0px 3px 0px 3px;vertical-align:bottom;text-align:center;">63</td> <td data-sheets-numberformat='{"1":2,"2":"0","3":1}' data-sheets-value='{"1":3,"3":22}' style="border-right:1px solid #000000;overflow:hidden;padding:0px 3px 0px 3px;vertical-align:bottom;text-align:center;">22</td> </tr> <tr style="height:20px;"> <td style="border-left:1px solid #000000;overflow:hidden;padding:0px 3px 0px 3px;vertical-align:bottom;font-weight:bold;"></td> <td data-sheets-value='{"1":2,"2":"Triple-walled"}' style="overflow:hidden;padding:0px 3px 0px 3px;vertical-align:bottom;font-weight:bold;">Triple-walled</td> <td data-sheets-value='{"1":2,"2":"Opal (A/O/O)"}' style="border-right:1px solid #000000;overflow:hidden;padding:0px 3px 0px 3px;vertical-align:bottom;font-weight:bold;">Opal (A/O/O)</td> <td data-sheets-numberformat='{"1":2,"2":"0.00","3":1}' data-sheets-value='{"1":3,"3":1.7}' style="overflow:hidden;padding:0px 3px 0px 3px;vertical-align:bottom;text-align:center;">1.70</td> <td data-sheets-numberformat='{"1":2,"2":"0","3":1}' data-sheets-value='{"1":3,"3":61}' style="overflow:hidden;padding:0px 3px 0px 3px;vertical-align:bottom;text-align:center;">61</td> <td data-sheets-numberformat='{"1":2,"2":"0","3":1}' data-sheets-value='{"1":3,"3":48}' style="overflow:hidden;padding:0px 3px 0px 3px;vertical-align:bottom;text-align:center;">48</td> <td data-sheets-numberformat='{"1":2,"2":"0","3":1}' data-sheets-value='{"1":3,"3":22}' style="border-right:1px solid #000000;overflow:hidden;padding:0px 3px 0px 3px;vertical-align:bottom;text-align:center;">22</td> </tr> <tr style="height:20px;"> <td style="border-left:1px solid #000000;overflow:hidden;padding:0px 3px 0px 3px;vertical-align:bottom;font-weight:bold;"></td> <td data-sheets-value='{"1":2,"2":"Four-walled"}' style="overflow:hidden;padding:0px 3px 0px 3px;vertical-align:bottom;font-weight:bold;">Four-walled</td> <td data-sheets-value='{"1":2,"2":"Clear (A/H/H/H)"}' style="border-right:1px solid #000000;overflow:hidden;padding:0px 3px 0px 3px;vertical-align:bottom;font-weight:bold;">Clear (A/H/H/H)</td> <td data-sheets-numberformat='{"1":2,"2":"0.00","3":1}' data-sheets-value='{"1":3,"3":1.28}' style="overflow:hidden;padding:0px 3px 0px 3px;vertical-align:bottom;text-align:center;">1.28</td> <td data-sheets-numberformat='{"1":2,"2":"0","3":1}' data-sheets-value='{"1":3,"3":64}' style="overflow:hidden;padding:0px 3px 0px 3px;vertical-align:bottom;text-align:center;">64</td> <td data-sheets-numberformat='{"1":2,"2":"0","3":1}' data-sheets-value='{"1":3,"3":52}' style="overflow:hidden;padding:0px 3px 0px 3px;vertical-align:bottom;text-align:center;">52</td> <td data-sheets-numberformat='{"1":2,"2":"0","3":1}' data-sheets-value='{"1":3,"3":23}' style="border-right:1px solid #000000;overflow:hidden;padding:0px 3px 0px 3px;vertical-align:bottom;text-align:center;">23</td> </tr> <tr style="height:20px;"> <td style="border-bottom:1px solid #000000;border-left:1px solid #000000;overflow:hidden;padding:0px 3px 0px 3px;vertical-align:bottom;"></td> <td data-sheets-value='{"1":2,"2":"Four-walled"}' style="border-bottom:1px solid #000000;overflow:hidden;padding:0px 3px 0px 3px;vertical-align:bottom;font-weight:bold;">Four-walled</td> <td data-sheets-value='{"1":2,"2":"Opal (A/H/O/H)"}' style="border-right:1px solid #000000;border-bottom:1px solid #000000;overflow:hidden;padding:0px 3px 0px 3px;vertical-align:bottom;font-weight:bold;">Opal (A/H/O/H)</td> <td data-sheets-numberformat='{"1":2,"2":"0.00","3":1}' data-sheets-value='{"1":3,"3":1.28}' style="border-bottom:1px solid #000000;overflow:hidden;padding:0px 3px 0px 3px;vertical-align:bottom;text-align:center;">1.28</td> <td data-sheets-numberformat='{"1":2,"2":"0","3":1}' data-sheets-value='{"1":3,"3":59}' style="border-bottom:1px solid #000000;overflow:hidden;padding:0px 3px 0px 3px;vertical-align:bottom;text-align:center;">59</td> <td data-sheets-numberformat='{"1":2,"2":"0","3":1}' data-sheets-value='{"1":3,"3":46}' style="border-bottom:1px solid #000000;overflow:hidden;padding:0px 3px 0px 3px;vertical-align:bottom;text-align:center;">46</td> <td data-sheets-numberformat='{"1":2,"2":"0","3":1}' data-sheets-value='{"1":3,"3":23}' style="border-right:1px solid #000000;border-bottom:1px solid #000000;overflow:hidden;padding:0px 3px 0px 3px;vertical-align:bottom;text-align:center;">23</td> </tr> <tr style="height:20px;"> <td data-sheets-value='{"1":2,"2":"Polycarbonate"}' style="border-left:1px solid #000000;overflow:hidden;padding:0px 3px 0px 3px;vertical-align:bottom;font-weight:bold;">Polycarbonate</td> <td data-sheets-value='{"1":2,"2":"Single-walled"}' style="overflow:hidden;padding:0px 3px 0px 3px;vertical-align:bottom;font-weight:bold;">Single-walled</td> <td data-sheets-value='{"1":2,"2":"Heatstop Opal (T)"}' style="border-right:1px solid #000000;overflow:hidden;padding:0px 3px 0px 3px;vertical-align:bottom;font-weight:bold;">Heatstop Opal (T)</td> <td data-sheets-numberformat='{"1":2,"2":"0.00","3":1}' data-sheets-value='{"1":3,"3":5.17}' style="overflow:hidden;padding:0px 3px 0px 3px;vertical-align:bottom;text-align:center;">5.17</td> <td data-sheets-numberformat='{"1":2,"2":"0","3":1}' data-sheets-value='{"1":3,"3":49}' style="overflow:hidden;padding:0px 3px 0px 3px;vertical-align:bottom;text-align:center;">49</td> <td data-sheets-numberformat='{"1":2,"2":"0","3":1}' data-sheets-value='{"1":3,"3":59}' style="overflow:hidden;padding:0px 3px 0px 3px;vertical-align:bottom;text-align:center;">59</td> <td data-sheets-numberformat='{"1":2,"2":"0","3":1}' data-sheets-value='{"1":2,"2":"-"}' style="border-right:1px solid #000000;overflow:hidden;padding:0px 3px 0px 3px;vertical-align:bottom;text-align:center;">-</td> </tr> <tr style="height:20px;"> <td data-sheets-value='{"1":2,"2":"Heatstop PC"}' style="border-left:1px solid #000000;overflow:hidden;padding:0px 3px 0px 3px;vertical-align:bottom;font-weight:bold;">Heatstop PC</td> <td data-sheets-value='{"1":2,"2":"Double-walled"}' style="overflow:hidden;padding:0px 3px 0px 3px;vertical-align:bottom;font-weight:bold;">Double-walled</td> <td data-sheets-value='{"1":2,"2":"Clear (T/H)"}' style="border-right:1px solid #000000;overflow:hidden;padding:0px 3px 0px 3px;vertical-align:bottom;font-weight:bold;">Clear (T/H)</td> <td data-sheets-numberformat='{"1":2,"2":"0.00","3":1}' data-sheets-value='{"1":3,"3":2.9}' style="overflow:hidden;padding:0px 3px 0px 3px;vertical-align:bottom;text-align:center;">2.90</td> <td data-sheets-numberformat='{"1":2,"2":"0","3":1}' data-sheets-value='{"1":3,"3":44}' style="overflow:hidden;padding:0px 3px 0px 3px;vertical-align:bottom;text-align:center;">44</td> <td data-sheets-numberformat='{"1":2,"2":"0","3":1}' data-sheets-value='{"1":3,"3":51}' style="overflow:hidden;padding:0px 3px 0px 3px;vertical-align:bottom;text-align:center;">51</td> <td data-sheets-numberformat='{"1":2,"2":"0","3":1}' data-sheets-value='{"1":3,"3":20}' style="border-right:1px solid #000000;overflow:hidden;padding:0px 3px 0px 3px;vertical-align:bottom;text-align:center;">20</td> </tr> <tr style="height:20px;"> <td style="border-left:1px solid #000000;overflow:hidden;padding:0px 3px 0px 3px;vertical-align:bottom;font-weight:bold;"></td> <td data-sheets-value='{"1":2,"2":"Double-walled"}' style="overflow:hidden;padding:0px 3px 0px 3px;vertical-align:bottom;font-weight:bold;">Double-walled</td> <td data-sheets-value='{"1":2,"2":"Opal (T/O)"}' style="border-right:1px solid #000000;overflow:hidden;padding:0px 3px 0px 3px;vertical-align:bottom;font-weight:bold;">Opal (T/O)</td> <td data-sheets-numberformat='{"1":2,"2":"0.00","3":1}' data-sheets-value='{"1":3,"3":2.9}' style="overflow:hidden;padding:0px 3px 0px 3px;vertical-align:bottom;text-align:center;">2.90</td> <td data-sheets-numberformat='{"1":2,"2":"0","3":1}' data-sheets-value='{"1":3,"3":41}' style="overflow:hidden;padding:0px 3px 0px 3px;vertical-align:bottom;text-align:center;">41</td> <td data-sheets-numberformat='{"1":2,"2":"0","3":1}' data-sheets-value='{"1":3,"3":45}' style="overflow:hidden;padding:0px 3px 0px 3px;vertical-align:bottom;text-align:center;">45</td> <td data-sheets-numberformat='{"1":2,"2":"0","3":1}' data-sheets-value='{"1":3,"3":20}' style="border-right:1px solid #000000;overflow:hidden;padding:0px 3px 0px 3px;vertical-align:bottom;text-align:center;">20</td> </tr> <tr style="height:20px;"> <td style="border-left:1px solid #000000;overflow:hidden;padding:0px 3px 0px 3px;vertical-align:bottom;font-weight:bold;"></td> <td data-sheets-value='{"1":2,"2":"Triple-walled"}' style="overflow:hidden; | skylux-160-ce-met-koepel-en-polyester-opstand-30-20-met-lm-motor-1300-x-1300-mm | 8586011050317 | 46872307859789
Smoke and heat exhaust (SHEV) | SHE system | Skylux | Skylux 160° CE with skylight and polyester curb 30/20 with LM-actuator 1300 x 1600 mm |  | 35903 | 5412970359036 | 5276.85 | Yes | 30-45 | 64.75 | 1300 x 1600 mm | 1600 | 1300 |  | polyester 30/20 (30 cm high & roof opening = 20 cm larger than daylight size) | Rectangular | 5.17 W/m²K - 1.28 W/m²K | 87% - 32% | 90% - 32% | 20dB - 23dB | 160° CE (for industry) | skylight | without spoiler | E | Single actuator | Maximum four-walled skylight possible for this product | Ut-value LT-value g-value Rw-value EN 1873 : 2014 EN ISO 13468 EN 16153 EN 410 EN 410 EN ISO 140-3 Material Walls Shells (W/m²K) (%) (%) (dB) Acrylic Single-walled Clear (H) 5.17 90 87 - PMMA Single-walled Opal (O) 5.17 83 76 - Double-walled Clear (H/H) 2.90 81 75 20 Double-walled Opal (O/O) 2.90 69 58 20 Triple-walled Clear (H/H/H) 1.70 73 65 22 Triple-walled Opal (O/H/O) 1.70 62 51 22 Four-walled Clear (H/H/H/H) 1.28 64 54 23 Four-walled Opal (H/H/O/H) 1.28 59 48 23 Polycarbonate Single-walled Clear (A) 5.17 88 83 - PC Single-walled Opal (D) 5.17 58 60 - Double-walled Clear (A/H) 2.90 79 72 20 Double-walled Clear (A/A) 2.90 77 69 20 Double-walled Opal (A/O) 2.90 73 63 20 Double-walled Opal (A/D) 2.90 51 50 20 Triple-walled Clear (A/H/H) 1.70 71 63 22 Triple-walled Opal (A/O/O) 1.70 61 48 22 Four-walled Clear (A/H/H/H) 1.28 64 52 23 Four-walled Opal (A/H/O/H) 1.28 59 46 23 Polycarbonate Single-walled Heatstop Opal (T) 5.17 49 59 - Heatstop PC Double-walled Clear (T/H) 2.90 44 51 20 Double-walled Opal (T/O) 2.90 41 45 20 Triple-walled Clear (T/H/H) 1.70 40 <td data-sheets-numberformat='{"1":2,"2":"0","3":1}' data-sheets-value='{"1":3,"3":44}' style="overflow:hidden;paddin | https://skylux.eu/en/products/skylux-160-ce-met-koepel-en-polyester-opstand-30-20-met-lm-motor-1300-x-1600-mm | https://skylux.eu/cdn/shop/files/Skylux-160deg-CE-met-koepel-en-polyester-opstand-3020-met-LM-motor-1300-x-1600-mm-RWA-systeem.jpg?v=1702977958&width=1600 | https://skylux.eu/cdn/shop/files/e5a82811-1bb0-48e4-a776-cacb59c7c092_d564af6d-22ad-41ff-9b2f-cd6f06710c87.jpg?v=1688550515&width=1600 | //skylux.eu/cdn/shop/files/E_MH_Mounting_instructions_Skylux_160_CE_LM.pdf?v=12406716259046007223 | //skylux.eu/cdn/shop/files/E_TD_Technical_File_Skylux_Skylux_160_CE_Electric.pdf?v=3667116872303399239 | <style type="text/css" id="isPasted"> <!--td { border: 1px solid #cccccc; } br { mso-data-placement: same-cell; } --> </style> <table border="1" cellpadding="0" cellspacing="0" dir="ltr" style="table-layout:fixed;font-size:10pt;font-family:Arial;border-collapse:collapse;border:none;"><tbody> <tr style="height:20px;"> <td style="overflow:hidden;padding:0px 3px 0px 3px;vertical-align:bottom;"></td> <td style="overflow:hidden;padding:0px 3px 0px 3px;vertical-align:bottom;"></td> <td style="overflow:hidden;padding:0px 3px 0px 3px;vertical-align:bottom;"></td> <td data-sheets-value='{"1":2,"2":"Ut-value"}' style="overflow:hidden;padding:0px 3px 0px 3px;vertical-align:bottom;font-weight:bold;text-align:center;">Ut-value</td> <td data-sheets-value='{"1":2,"2":"LT-value"}' style="overflow:hidden;padding:0px 3px 0px 3px;vertical-align:bottom;font-weight:bold;text-align:center;">LT-value</td> <td data-sheets-value='{"1":2,"2":"g-value"}' style="overflow:hidden;padding:0px 3px 0px 3px;vertical-align:bottom;font-weight:bold;text-align:center;">g-value</td> <td data-sheets-value='{"1":2,"2":"Rw-value "}' style="overflow:hidden;padding:0px 3px 0px 3px;vertical-align:bottom;font-weight:bold;text-align:center;">Rw-value </td> </tr> <tr style="height:20px;"> <td style="overflow:hidden;padding:0px 3px 0px 3px;vertical-align:bottom;"></td> <td style="overflow:hidden;padding:0px 3px 0px 3px;vertical-align:bottom;"></td> <td style="overflow:hidden;padding:0px 3px 0px 3px;vertical-align:bottom;"></td> <td data-sheets-numberformat='{"1":2,"2":"0.00","3":1}' data-sheets-value='{"1":2,"2":"EN 1873 : 2014"}' style="overflow:hidden;padding:0px 3px 0px 3px;vertical-align:bottom;text-align:center;">EN 1873 : 2014</td> <td data-sheets-numberformat='{"1":2,"2":"0","3":1}' data-sheets-value='{"1":2,"2":"EN ISO 13468 EN 16153 EN 410"}' style="overflow:hidden;padding:0px 3px 0px 3px;vertical-align:bottom;text-align:center;">EN ISO 13468 EN 16153 EN 410</td> <td data-sheets-numberformat='{"1":2,"2":"0","3":1}' data-sheets-value='{"1":2,"2":"EN 410"}' style="overflow:hidden;padding:0px 3px 0px 3px;vertical-align:bottom;text-align:center;">EN 410</td> <td data-sheets-value='{"1":2,"2":"EN ISO 140-3\t\t"}' style="overflow:hidden;padding:0px 3px 0px 3px;vertical-align:bottom;text-align:center;">EN ISO 140-3 </td> </tr> <tr style="height:20px;"> <td data-sheets-value='{"1":2,"2":"Material"}' style="border-bottom:1px solid #000000;overflow:hidden;padding:0px 3px 0px 3px;vertical-align:bottom;background-color:#000000;font-weight:bold;color:#ffffff;">Material</td> <td data-sheets-value='{"1":2,"2":"Walls"}' style="border-bottom:1px solid #000000;overflow:hidden;padding:0px 3px 0px 3px;vertical-align:bottom;background-color:#000000;font-weight:bold;color:#ffffff;">Walls</td> <td data-sheets-value='{"1":2,"2":"Shells"}' style="border-bottom:1px solid #000000;overflow:hidden;padding:0px 3px 0px 3px;vertical-align:bottom;background-color:#000000;font-weight:bold;color:#ffffff;">Shells</td> <td data-sheets-numberformat='{"1":2,"2":"0.00","3":1}' data-sheets-value='{"1":2,"2":"(W/m²K)\t"}' style="border-bottom:1px solid #000000;overflow:hidden;padding:0px 3px 0px 3px;vertical-align:bottom;background-color:#000000;font-weight:bold;color:#ffffff;text-align:center;">(W/m²K) </td> <td data-sheets-numberformat='{"1":2,"2":"0","3":1}' data-sheets-value='{"1":2,"2":"(%)"}' style="border-bottom:1px solid #000000;overflow:hidden;padding:0px 3px 0px 3px;vertical-align:bottom;background-color:#000000;font-weight:bold;color:#ffffff;text-align:center;">(%)</td> <td data-sheets-numberformat='{"1":2,"2":"0","3":1}' data-sheets-value='{"1":2,"2":"(%)"}' style="border-bottom:1px solid #000000;overflow:hidden;padding:0px 3px 0px 3px;vertical-align:bottom;background-color:#000000;font-weight:bold;color:#ffffff;text-align:center;">(%)</td> <td data-sheets-value='{"1":2,"2":"(dB)"}' style="border-bottom:1px solid #000000;overflow:hidden;padding:0px 3px 0px 3px;vertical-align:bottom;background-color:#000000;font-weight:bold;color:#ffffff;text-align:center;">(dB)</td> </tr> <tr style="height:20px;"> <td data-sheets-value='{"1":2,"2":"Acrylic"}' style="border-left:1px solid #000000;overflow:hidden;padding:0px 3px 0px 3px;vertical-align:bottom;font-weight:bold;">Acrylic</td> <td data-sheets-value='{"1":2,"2":"Single-walled"}' style="overflow:hidden;padding:0px 3px 0px 3px;vertical-align:bottom;font-weight:bold;">Single-walled</td> <td data-sheets-value='{"1":2,"2":"Clear (H)"}' style="border-right:1px solid #000000;overflow:hidden;padding:0px 3px 0px 3px;vertical-align:bottom;font-weight:bold;">Clear (H)</td> <td data-sheets-numberformat='{"1":2,"2":"0.00","3":1}' data-sheets-value='{"1":3,"3":5.17}' style="overflow:hidden;padding:0px 3px 0px 3px;vertical-align:bottom;text-align:center;">5.17</td> <td data-sheets-numberformat='{"1":2,"2":"0","3":1}' data-sheets-value='{"1":3,"3":90}' style="overflow:hidden;padding:0px 3px 0px 3px;vertical-align:bottom;text-align:center;">90</td> <td data-sheets-numberformat='{"1":2,"2":"0","3":1}' data-sheets-value='{"1":3,"3":87}' style="overflow:hidden;padding:0px 3px 0px 3px;vertical-align:bottom;text-align:center;">87</td> <td data-sheets-numberformat='{"1":2,"2":"0","3":1}' data-sheets-value='{"1":2,"2":"-"}' style="border-right:1px solid #000000;overflow:hidden;padding:0px 3px 0px 3px;vertical-align:bottom;text-align:center;">-</td> </tr> <tr style="height:20px;"> <td data-sheets-value='{"1":2,"2":"PMMA"}' style="border-left:1px solid #000000;overflow:hidden;padding:0px 3px 0px 3px;vertical-align:bottom;font-weight:bold;">PMMA</td> <td data-sheets-value='{"1":2,"2":"Single-walled"}' style="overflow:hidden;padding:0px 3px 0px 3px;vertical-align:bottom;font-weight:bold;">Single-walled</td> <td data-sheets-value='{"1":2,"2":"Opal (O)"}' style="border-right:1px solid #000000;overflow:hidden;padding:0px 3px 0px 3px;vertical-align:bottom;font-weight:bold;">Opal (O)</td> <td data-sheets-numberformat='{"1":2,"2":"0.00","3":1}' data-sheets-value='{"1":3,"3":5.17}' style="overflow:hidden;padding:0px 3px 0px 3px;vertical-align:bottom;text-align:center;">5.17</td> <td data-sheets-numberformat='{"1":2,"2":"0","3":1}' data-sheets-value='{"1":3,"3":83}' style="overflow:hidden;padding:0px 3px 0px 3px;vertical-align:bottom;text-align:center;">83</td> <td data-sheets-numberformat='{"1":2,"2":"0","3":1}' data-sheets-value='{"1":3,"3":76}' style="overflow:hidden;padding:0px 3px 0px 3px;vertical-align:bottom;text-align:center;">76</td> <td data-sheets-numberformat='{"1":2,"2":"0","3":1}' data-sheets-value='{"1":2,"2":"-"}' style="border-right:1px solid #000000;overflow:hidden;padding:0px 3px 0px 3px;vertical-align:bottom;text-align:center;">-</td> </tr> <tr style="height:20px;"> <td style="border-left:1px solid #000000;overflow:hidden;padding:0px 3px 0px 3px;vertical-align:bottom;font-weight:bold;"></td> <td data-sheets-value='{"1":2,"2":"Double-walled"}' style="overflow:hidden;padding:0px 3px 0px 3px;vertical-align:bottom;font-weight:bold;">Double-walled</td> <td data-sheets-value='{"1":2,"2":"Clear (H/H)"}' style="border-right:1px solid #000000;overflow:hidden;padding:0px 3px 0px 3px;vertical-align:bottom;font-weight:bold;">Clear (H/H)</td> <td data-sheets-numberformat='{"1":2,"2":"0.00","3":1}' data-sheets-value='{"1":3,"3":2.9}' style="overflow:hidden;padding:0px 3px 0px 3px;vertical-align:bottom;text-align:center;">2.90</td> <td data-sheets-numberformat='{"1":2,"2":"0","3":1}' data-sheets-value='{"1":3,"3":81}' style="overflow:hidden;padding:0px 3px 0px 3px;vertical-align:bottom;text-align:center;">81</td> <td data-sheets-numberformat='{"1":2,"2":"0","3":1}' data-sheets-value='{"1":3,"3":75}' style="overflow:hidden;padding:0px 3px 0px 3px;vertical-align:bottom;text-align:center;">75</td> <td data-sheets-numberformat='{"1":2,"2":"0","3":1}' data-sheets-value='{"1":3,"3":20}' style="border-right:1px solid #000000;overflow:hidden;padding:0px 3px 0px 3px;vertical-align:bottom;text-align:center;">20</td> </tr> <tr style="height:20px;"> <td style="border-left:1px solid #000000;overflow:hidden;padding:0px 3px 0px 3px;vertical-align:bottom;font-weight:bold;"></td> <td data-sheets-value='{"1":2,"2":"Double-walled"}' style="overflow:hidden;padding:0px 3px 0px 3px;vertical-align:bottom;font-weight:bold;">Double-walled</td> <td data-sheets-value='{"1":2,"2":"Opal (O/O)"}' style="border-right:1px solid #000000;overflow:hidden;padding:0px 3px 0px 3px;vertical-align:bottom;font-weight:bold;">Opal (O/O)</td> <td data-sheets-numberformat='{"1":2,"2":"0.00","3":1}' data-sheets-value='{"1":3,"3":2.9}' style="overflow:hidden;padding:0px 3px 0px 3px;vertical-align:bottom;text-align:center;">2.90</td> <td data-sheets-numberformat='{"1":2,"2":"0","3":1}' data-sheets-value='{"1":3,"3":69}' style="overflow:hidden;padding:0px 3px 0px 3px;vertical-align:bottom;text-align:center;">69</td> <td data-sheets-numberformat='{"1":2,"2":"0","3":1}' data-sheets-value='{"1":3,"3":58}' style="overflow:hidden;padding:0px 3px 0px 3px;vertical-align:bottom;text-align:center;">58</td> <td data-sheets-numberformat='{"1":2,"2":"0","3":1}' data-sheets-value='{"1":3,"3":20}' style="border-right:1px solid #000000;overflow:hidden;padding:0px 3px 0px 3px;vertical-align:bottom;text-align:center;">20</td> </tr> <tr style="height:20px;"> <td style="border-left:1px solid #000000;overflow:hidden;padding:0px 3px 0px 3px;vertical-align:bottom;font-weight:bold;"></td> <td data-sheets-value='{"1":2,"2":"Triple-walled"}' style="overflow:hidden;padding:0px 3px 0px 3px;vertical-align:bottom;font-weight:bold;">Triple-walled</td> <td data-sheets-value='{"1":2,"2":"Clear (H/H/H)"}' style="border-right:1px solid #000000;overflow:hidden;padding:0px 3px 0px 3px;vertical-align:bottom;font-weight:bold;">Clear (H/H/H)</td> <td data-sheets-numberformat='{"1":2,"2":"0.00","3":1}' data-sheets-value='{"1":3,"3":1.7}' style="overflow:hidden;padding:0px 3px 0px 3px;vertical-align:bottom;text-align:center;">1.70</td> <td data-sheets-numberformat='{"1":2,"2":"0","3":1}' data-sheets-value='{"1":3,"3":73}' style="overflow:hidden;padding:0px 3px 0px 3px;vertical-align:bottom;text-align:center;">73</td> <td data-sheets-numberformat='{"1":2,"2":"0","3":1}' data-sheets-value='{"1":3,"3":65}' style="overflow:hidden;padding:0px 3px 0px 3px;vertical-align:bottom;text-align:center;">65</td> <td data-sheets-numberformat='{"1":2,"2":"0","3":1}' data-sheets-value='{"1":3,"3":22}' style="border-right:1px solid #000000;overflow:hidden;padding:0px 3px 0px 3px;vertical-align:bottom;text-align:center;">22</td> </tr> <tr style="height:20px;"> <td style="border-left:1px solid #000000;overflow:hidden;padding:0px 3px 0px 3px;vertical-align:bottom;font-weight:bold;"></td> <td data-sheets-value='{"1":2,"2":"Triple-walled"}' style="overflow:hidden;padding:0px 3px 0px 3px;vertical-align:bottom;font-weight:bold;">Triple-walled</td> <td data-sheets-value='{"1":2,"2":"Opal (O/H/O)"}' style="border-right:1px solid #000000;overflow:hidden;padding:0px 3px 0px 3px;vertical-align:bottom;font-weight:bold;">Opal (O/H/O)</td> <td data-sheets-numberformat='{"1":2,"2":"0.00","3":1}' data-sheets-value='{"1":3,"3":1.7}' style="overflow:hidden;padding:0px 3px 0px 3px;vertical-align:bottom;text-align:center;">1.70</td> <td data-sheets-numberformat='{"1":2,"2":"0","3":1}' data-sheets-value='{"1":3,"3":62}' style="overflow:hidden;padding:0px 3px 0px 3px;vertical-align:bottom;text-align:center;">62</td> <td data-sheets-numberformat='{"1":2,"2":"0","3":1}' data-sheets-value='{"1":3,"3":51}' style="overflow:hidden;padding:0px 3px 0px 3px;vertical-align:bottom;text-align:center;">51</td> <td data-sheets-numberformat='{"1":2,"2":"0","3":1}' data-sheets-value='{"1":3,"3":22}' style="border-right:1px solid #000000;overflow:hidden;padding:0px 3px 0px 3px;vertical-align:bottom;text-align:center;">22</td> </tr> <tr style="height:20px;"> <td style="border-left:1px solid #000000;overflow:hidden;padding:0px 3px 0px 3px;vertical-align:bottom;font-weight:bold;"></td> <td data-sheets-value='{"1":2,"2":"Four-walled"}' style="overflow:hidden;padding:0px 3px 0px 3px;vertical-align:bottom;font-weight:bold;">Four-walled</td> <td data-sheets-value='{"1":2,"2":"Clear (H/H/H/H)"}' style="border-right:1px solid #000000;overflow:hidden;padding:0px 3px 0px 3px;vertical-align:bottom;font-weight:bold;">Clear (H/H/H/H)</td> <td data-sheets-numberformat='{"1":2,"2":"0.00","3":1}' data-sheets-value='{"1":3,"3":1.28}' style="overflow:hidden;padding:0px 3px 0px 3px;vertical-align:bottom;text-align:center;">1.28</td> <td data-sheets-numberformat='{"1":2,"2":"0","3":1}' data-sheets-value='{"1":3,"3":64}' style="overflow:hidden;padding:0px 3px 0px 3px;vertical-align:bottom;text-align:center;">64</td> <td data-sheets-numberformat='{"1":2,"2":"0","3":1}' data-sheets-value='{"1":3,"3":54}' style="overflow:hidden;padding:0px 3px 0px 3px;vertical-align:bottom;text-align:center;">54</td> <td data-sheets-numberformat='{"1":2,"2":"0","3":1}' data-sheets-value='{"1":3,"3":23}' style="border-right:1px solid #000000;overflow:hidden;padding:0px 3px 0px 3px;vertical-align:bottom;text-align:center;">23</td> </tr> <tr style="height:20px;"> <td style="border-bottom:1px solid #000000;border-left:1px solid #000000;overflow:hidden;padding:0px 3px 0px 3px;vertical-align:bottom;"></td> <td data-sheets-value='{"1":2,"2":"Four-walled"}' style="border-bottom:1px solid #000000;overflow:hidden;padding:0px 3px 0px 3px;vertical-align:bottom;font-weight:bold;">Four-walled</td> <td data-sheets-value='{"1":2,"2":"Opal (H/H/O/H)"}' style="border-right:1px solid #000000;border-bottom:1px solid #000000;overflow:hidden;padding:0px 3px 0px 3px;vertical-align:bottom;font-weight:bold;">Opal (H/H/O/H)</td> <td data-sheets-numberformat='{"1":2,"2":"0.00","3":1}' data-sheets-value='{"1":3,"3":1.28}' style="border-bottom:1px solid #000000;overflow:hidden;padding:0px 3px 0px 3px;vertical-align:bottom;text-align:center;">1.28</td> <td data-sheets-numberformat='{"1":2,"2":"0","3":1}' data-sheets-value='{"1":3,"3":59}' style="border-bottom:1px solid #000000;overflow:hidden;padding:0px 3px 0px 3px;vertical-align:bottom;text-align:center;">59</td> <td data-sheets-numberformat='{"1":2,"2":"0","3":1}' data-sheets-value='{"1":3,"3":48}' style="border-bottom:1px solid #000000;overflow:hidden;padding:0px 3px 0px 3px;vertical-align:bottom;text-align:center;">48</td> <td data-sheets-numberformat='{"1":2,"2":"0","3":1}' data-sheets-value='{"1":3,"3":23}' style="border-right:1px solid #000000;border-bottom:1px solid #000000;overflow:hidden;padding:0px 3px 0px 3px;vertical-align:bottom;text-align:center;">23</td> </tr> <tr style="height:20px;"> <td data-sheets-value='{"1":2,"2":"Polycarbonate "}' style="border-left:1px solid #000000;overflow:hidden;padding:0px 3px 0px 3px;vertical-align:bottom;font-weight:bold;">Polycarbonate </td> <td data-sheets-value='{"1":2,"2":"Single-walled"}' style="overflow:hidden;padding:0px 3px 0px 3px;vertical-align:bottom;font-weight:bold;">Single-walled</td> <td data-sheets-value='{"1":2,"2":"Clear (A)"}' style="border-right:1px solid #000000;overflow:hidden;padding:0px 3px 0px 3px;vertical-align:bottom;font-weight:bold;">Clear (A)</td> <td data-sheets-numberformat='{"1":2,"2":"0.00","3":1}' data-sheets-value='{"1":3,"3":5.17}' style="overflow:hidden;padding:0px 3px 0px 3px;vertical-align:bottom;text-align:center;">5.17</td> <td data-sheets-numberformat='{"1":2,"2":"0","3":1}' data-sheets-value='{"1":3,"3":88}' style="overflow:hidden;padding:0px 3px 0px 3px;vertical-align:bottom;text-align:center;">88</td> <td data-sheets-numberformat='{"1":2,"2":"0","3":1}' data-sheets-value='{"1":3,"3":83}' style="overflow:hidden;padding:0px 3px 0px 3px;vertical-align:bottom;text-align:center;">83</td> <td data-sheets-numberformat='{"1":2,"2":"0","3":1}' data-sheets-value='{"1":2,"2":"-"}' style="border-right:1px solid #000000;overflow:hidden;padding:0px 3px 0px 3px;vertical-align:bottom;text-align:center;">-</td> </tr> <tr style="height:20px;"> <td data-sheets-value='{"1":2,"2":"PC"}' style="border-left:1px solid #000000;overflow:hidden;padding:0px 3px 0px 3px;vertical-align:bottom;font-weight:bold;">PC</td> <td data-sheets-value='{"1":2,"2":"Single-walled"}' style="overflow:hidden;padding:0px 3px 0px 3px;vertical-align:bottom;font-weight:bold;">Single-walled</td> <td data-sheets-value='{"1":2,"2":"Opal (D)"}' style="border-right:1px solid #000000;overflow:hidden;padding:0px 3px 0px 3px;vertical-align:bottom;font-weight:bold;">Opal (D)</td> <td data-sheets-numberformat='{"1":2,"2":"0.00","3":1}' data-sheets-value='{"1":3,"3":5.17}' style="overflow:hidden;padding:0px 3px 0px 3px;vertical-align:bottom;text-align:center;">5.17</td> <td data-sheets-numberformat='{"1":2,"2":"0","3":1}' data-sheets-value='{"1":3,"3":58}' style="overflow:hidden;padding:0px 3px 0px 3px;vertical-align:bottom;text-align:center;">58</td> <td data-sheets-numberformat='{"1":2,"2":"0","3":1}' data-sheets-value='{"1":3,"3":60}' style="overflow:hidden;padding:0px 3px 0px 3px;vertical-align:bottom;text-align:center;">60</td> <td data-sheets-numberformat='{"1":2,"2":"0","3":1}' data-sheets-value='{"1":2,"2":"-"}' style="border-right:1px solid #000000;overflow:hidden;padding:0px 3px 0px 3px;vertical-align:bottom;text-align:center;">-</td> </tr> <tr style="height:20px;"> <td style="border-left:1px solid #000000;overflow:hidden;padding:0px 3px 0px 3px;vertical-align:bottom;font-weight:bold;"></td> <td data-sheets-value='{"1":2,"2":"Double-walled"}' style="overflow:hidden;padding:0px 3px 0px 3px;vertical-align:bottom;font-weight:bold;">Double-walled</td> <td data-sheets-value='{"1":2,"2":"Clear (A/H)"}' style="border-right:1px solid #000000;overflow:hidden;padding:0px 3px 0px 3px;vertical-align:bottom;font-weight:bold;">Clear (A/H)</td> <td data-sheets-numberformat='{"1":2,"2":"0.00","3":1}' data-sheets-value='{"1":3,"3":2.9}' style="overflow:hidden;padding:0px 3px 0px 3px;vertical-align:bottom;text-align:center;">2.90</td> <td data-sheets-numberformat='{"1":2,"2":"0","3":1}' data-sheets-value='{"1":3,"3":79}' style="overflow:hidden;padding:0px 3px 0px 3px;vertical-align:bottom;text-align:center;">79</td> <td data-sheets-numberformat='{"1":2,"2":"0","3":1}' data-sheets-value='{"1":3,"3":72}' style="overflow:hidden;padding:0px 3px 0px 3px;vertical-align:bottom;text-align:center;">72</td> <td data-sheets-numberformat='{"1":2,"2":"0","3":1}' data-sheets-value='{"1":3,"3":20}' style="border-right:1px solid #000000;overflow:hidden;padding:0px 3px 0px 3px;vertical-align:bottom;text-align:center;">20</td> </tr> <tr style="height:20px;"> <td style="border-left:1px solid #000000;overflow:hidden;padding:0px 3px 0px 3px;vertical-align:bottom;font-weight:bold;"></td> <td data-sheets-value='{"1":2,"2":"Double-walled"}' style="overflow:hidden;padding:0px 3px 0px 3px;vertical-align:bottom;font-weight:bold;">Double-walled</td> <td data-sheets-value='{"1":2,"2":"Clear (A/A)"}' style="border-right:1px solid #000000;overflow:hidden;padding:0px 3px 0px 3px;vertical-align:bottom;font-weight:bold;">Clear (A/A)</td> <td data-sheets-numberformat='{"1":2,"2":"0.00","3":1}' data-sheets-value='{"1":3,"3":2.9}' style="overflow:hidden;padding:0px 3px 0px 3px;vertical-align:bottom;text-align:center;">2.90</td> <td data-sheets-numberformat='{"1":2,"2":"0","3":1}' data-sheets-value='{"1":3,"3":77}' style="overflow:hidden;padding:0px 3px 0px 3px;vertical-align:bottom;text-align:center;">77</td> <td data-sheets-numberformat='{"1":2,"2":"0","3":1}' data-sheets-value='{"1":3,"3":69}' style="overflow:hidden;padding:0px 3px 0px 3px;vertical-align:bottom;text-align:center;">69</td> <td data-sheets-numberformat='{"1":2,"2":"0","3":1}' data-sheets-value='{"1":3,"3":20}' style="border-right:1px solid #000000;overflow:hidden;padding:0px 3px 0px 3px;vertical-align:bottom;text-align:center;">20</td> </tr> <tr style="height:20px;"> <td style="border-left:1px solid #000000;overflow:hidden;padding:0px 3px 0px 3px;vertical-align:bottom;font-weight:bold;"></td> <td data-sheets-value='{"1":2,"2":"Double-walled"}' style="overflow:hidden;padding:0px 3px 0px 3px;vertical-align:bottom;font-weight:bold;">Double-walled</td> <td data-sheets-value='{"1":2,"2":"Opal (A/O)"}' style="border-right:1px solid #000000;overflow:hidden;padding:0px 3px 0px 3px;vertical-align:bottom;font-weight:bold;">Opal (A/O)</td> <td data-sheets-numberformat='{"1":2,"2":"0.00","3":1}' data-sheets-value='{"1":3,"3":2.9}' style="overflow:hidden;padding:0px 3px 0px 3px;vertical-align:bottom;text-align:center;">2.90</td> <td data-sheets-numberformat='{"1":2,"2":"0","3":1}' data-sheets-value='{"1":3,"3":73}' style="overflow:hidden;padding:0px 3px 0px 3px;vertical-align:bottom;text-align:center;">73</td> <td data-sheets-numberformat='{"1":2,"2":"0","3":1}' data-sheets-value='{"1":3,"3":63}' style="overflow:hidden;padding:0px 3px 0px 3px;vertical-align:bottom;text-align:center;">63</td> <td data-sheets-numberformat='{"1":2,"2":"0","3":1}' data-sheets-value='{"1":3,"3":20}' style="border-right:1px solid #000000;overflow:hidden;padding:0px 3px 0px 3px;vertical-align:bottom;text-align:center;">20</td> </tr> <tr style="height:20px;"> <td style="border-left:1px solid #000000;overflow:hidden;padding:0px 3px 0px 3px;vertical-align:bottom;font-weight:bold;"></td> <td data-sheets-value='{"1":2,"2":"Double-walled"}' style="overflow:hidden;padding:0px 3px 0px 3px;vertical-align:bottom;font-weight:bold;">Double-walled</td> <td data-sheets-value='{"1":2,"2":"Opal (A/D)"}' style="border-right:1px solid #000000;overflow:hidden;padding:0px 3px 0px 3px;vertical-align:bottom;font-weight:bold;">Opal (A/D)</td> <td data-sheets-numberformat='{"1":2,"2":"0.00","3":1}' data-sheets-value='{"1":3,"3":2.9}' style="overflow:hidden;padding:0px 3px 0px 3px;vertical-align:bottom;text-align:center;">2.90</td> <td data-sheets-numberformat='{"1":2,"2":"0","3":1}' data-sheets-value='{"1":3,"3":51}' style="overflow:hidden;padding:0px 3px 0px 3px;vertical-align:bottom;text-align:center;">51</td> <td data-sheets-numberformat='{"1":2,"2":"0","3":1}' data-sheets-value='{"1":3,"3":50}' style="overflow:hidden;padding:0px 3px 0px 3px;vertical-align:bottom;text-align:center;">50</td> <td data-sheets-numberformat='{"1":2,"2":"0","3":1}' data-sheets-value='{"1":3,"3":20}' style="border-right:1px solid #000000;overflow:hidden;padding:0px 3px 0px 3px;vertical-align:bottom;text-align:center;">20</td> </tr> <tr style="height:20px;"> <td style="border-left:1px solid #000000;overflow:hidden;padding:0px 3px 0px 3px;vertical-align:bottom;font-weight:bold;"></td> <td data-sheets-value='{"1":2,"2":"Triple-walled"}' style="overflow:hidden;padding:0px 3px 0px 3px;vertical-align:bottom;font-weight:bold;">Triple-walled</td> <td data-sheets-value='{"1":2,"2":"Clear (A/H/H)"}' style="border-right:1px solid #000000;overflow:hidden;padding:0px 3px 0px 3px;vertical-align:bottom;font-weight:bold;">Clear (A/H/H)</td> <td data-sheets-numberformat='{"1":2,"2":"0.00","3":1}' data-sheets-value='{"1":3,"3":1.7}' style="overflow:hidden;padding:0px 3px 0px 3px;vertical-align:bottom;text-align:center;">1.70</td> <td data-sheets-numberformat='{"1":2,"2":"0","3":1}' data-sheets-value='{"1":3,"3":71}' style="overflow:hidden;padding:0px 3px 0px 3px;vertical-align:bottom;text-align:center;">71</td> <td data-sheets-numberformat='{"1":2,"2":"0","3":1}' data-sheets-value='{"1":3,"3":63}' style="overflow:hidden;padding:0px 3px 0px 3px;vertical-align:bottom;text-align:center;">63</td> <td data-sheets-numberformat='{"1":2,"2":"0","3":1}' data-sheets-value='{"1":3,"3":22}' style="border-right:1px solid #000000;overflow:hidden;padding:0px 3px 0px 3px;vertical-align:bottom;text-align:center;">22</td> </tr> <tr style="height:20px;"> <td style="border-left:1px solid #000000;overflow:hidden;padding:0px 3px 0px 3px;vertical-align:bottom;font-weight:bold;"></td> <td data-sheets-value='{"1":2,"2":"Triple-walled"}' style="overflow:hidden;padding:0px 3px 0px 3px;vertical-align:bottom;font-weight:bold;">Triple-walled</td> <td data-sheets-value='{"1":2,"2":"Opal (A/O/O)"}' style="border-right:1px solid #000000;overflow:hidden;padding:0px 3px 0px 3px;vertical-align:bottom;font-weight:bold;">Opal (A/O/O)</td> <td data-sheets-numberformat='{"1":2,"2":"0.00","3":1}' data-sheets-value='{"1":3,"3":1.7}' style="overflow:hidden;padding:0px 3px 0px 3px;vertical-align:bottom;text-align:center;">1.70</td> <td data-sheets-numberformat='{"1":2,"2":"0","3":1}' data-sheets-value='{"1":3,"3":61}' style="overflow:hidden;padding:0px 3px 0px 3px;vertical-align:bottom;text-align:center;">61</td> <td data-sheets-numberformat='{"1":2,"2":"0","3":1}' data-sheets-value='{"1":3,"3":48}' style="overflow:hidden;padding:0px 3px 0px 3px;vertical-align:bottom;text-align:center;">48</td> <td data-sheets-numberformat='{"1":2,"2":"0","3":1}' data-sheets-value='{"1":3,"3":22}' style="border-right:1px solid #000000;overflow:hidden;padding:0px 3px 0px 3px;vertical-align:bottom;text-align:center;">22</td> </tr> <tr style="height:20px;"> <td style="border-left:1px solid #000000;overflow:hidden;padding:0px 3px 0px 3px;vertical-align:bottom;font-weight:bold;"></td> <td data-sheets-value='{"1":2,"2":"Four-walled"}' style="overflow:hidden;padding:0px 3px 0px 3px;vertical-align:bottom;font-weight:bold;">Four-walled</td> <td data-sheets-value='{"1":2,"2":"Clear (A/H/H/H)"}' style="border-right:1px solid #000000;overflow:hidden;padding:0px 3px 0px 3px;vertical-align:bottom;font-weight:bold;">Clear (A/H/H/H)</td> <td data-sheets-numberformat='{"1":2,"2":"0.00","3":1}' data-sheets-value='{"1":3,"3":1.28}' style="overflow:hidden;padding:0px 3px 0px 3px;vertical-align:bottom;text-align:center;">1.28</td> <td data-sheets-numberformat='{"1":2,"2":"0","3":1}' data-sheets-value='{"1":3,"3":64}' style="overflow:hidden;padding:0px 3px 0px 3px;vertical-align:bottom;text-align:center;">64</td> <td data-sheets-numberformat='{"1":2,"2":"0","3":1}' data-sheets-value='{"1":3,"3":52}' style="overflow:hidden;padding:0px 3px 0px 3px;vertical-align:bottom;text-align:center;">52</td> <td data-sheets-numberformat='{"1":2,"2":"0","3":1}' data-sheets-value='{"1":3,"3":23}' style="border-right:1px solid #000000;overflow:hidden;padding:0px 3px 0px 3px;vertical-align:bottom;text-align:center;">23</td> </tr> <tr style="height:20px;"> <td style="border-bottom:1px solid #000000;border-left:1px solid #000000;overflow:hidden;padding:0px 3px 0px 3px;vertical-align:bottom;"></td> <td data-sheets-value='{"1":2,"2":"Four-walled"}' style="border-bottom:1px solid #000000;overflow:hidden;padding:0px 3px 0px 3px;vertical-align:bottom;font-weight:bold;">Four-walled</td> <td data-sheets-value='{"1":2,"2":"Opal (A/H/O/H)"}' style="border-right:1px solid #000000;border-bottom:1px solid #000000;overflow:hidden;padding:0px 3px 0px 3px;vertical-align:bottom;font-weight:bold;">Opal (A/H/O/H)</td> <td data-sheets-numberformat='{"1":2,"2":"0.00","3":1}' data-sheets-value='{"1":3,"3":1.28}' style="border-bottom:1px solid #000000;overflow:hidden;padding:0px 3px 0px 3px;vertical-align:bottom;text-align:center;">1.28</td> <td data-sheets-numberformat='{"1":2,"2":"0","3":1}' data-sheets-value='{"1":3,"3":59}' style="border-bottom:1px solid #000000;overflow:hidden;padding:0px 3px 0px 3px;vertical-align:bottom;text-align:center;">59</td> <td data-sheets-numberformat='{"1":2,"2":"0","3":1}' data-sheets-value='{"1":3,"3":46}' style="border-bottom:1px solid #000000;overflow:hidden;padding:0px 3px 0px 3px;vertical-align:bottom;text-align:center;">46</td> <td data-sheets-numberformat='{"1":2,"2":"0","3":1}' data-sheets-value='{"1":3,"3":23}' style="border-right:1px solid #000000;border-bottom:1px solid #000000;overflow:hidden;padding:0px 3px 0px 3px;vertical-align:bottom;text-align:center;">23</td> </tr> <tr style="height:20px;"> <td data-sheets-value='{"1":2,"2":"Polycarbonate"}' style="border-left:1px solid #000000;overflow:hidden;padding:0px 3px 0px 3px;vertical-align:bottom;font-weight:bold;">Polycarbonate</td> <td data-sheets-value='{"1":2,"2":"Single-walled"}' style="overflow:hidden;padding:0px 3px 0px 3px;vertical-align:bottom;font-weight:bold;">Single-walled</td> <td data-sheets-value='{"1":2,"2":"Heatstop Opal (T)"}' style="border-right:1px solid #000000;overflow:hidden;padding:0px 3px 0px 3px;vertical-align:bottom;font-weight:bold;">Heatstop Opal (T)</td> <td data-sheets-numberformat='{"1":2,"2":"0.00","3":1}' data-sheets-value='{"1":3,"3":5.17}' style="overflow:hidden;padding:0px 3px 0px 3px;vertical-align:bottom;text-align:center;">5.17</td> <td data-sheets-numberformat='{"1":2,"2":"0","3":1}' data-sheets-value='{"1":3,"3":49}' style="overflow:hidden;padding:0px 3px 0px 3px;vertical-align:bottom;text-align:center;">49</td> <td data-sheets-numberformat='{"1":2,"2":"0","3":1}' data-sheets-value='{"1":3,"3":59}' style="overflow:hidden;padding:0px 3px 0px 3px;vertical-align:bottom;text-align:center;">59</td> <td data-sheets-numberformat='{"1":2,"2":"0","3":1}' data-sheets-value='{"1":2,"2":"-"}' style="border-right:1px solid #000000;overflow:hidden;padding:0px 3px 0px 3px;vertical-align:bottom;text-align:center;">-</td> </tr> <tr style="height:20px;"> <td data-sheets-value='{"1":2,"2":"Heatstop PC"}' style="border-left:1px solid #000000;overflow:hidden;padding:0px 3px 0px 3px;vertical-align:bottom;font-weight:bold;">Heatstop PC</td> <td data-sheets-value='{"1":2,"2":"Double-walled"}' style="overflow:hidden;padding:0px 3px 0px 3px;vertical-align:bottom;font-weight:bold;">Double-walled</td> <td data-sheets-value='{"1":2,"2":"Clear (T/H)"}' style="border-right:1px solid #000000;overflow:hidden;padding:0px 3px 0px 3px;vertical-align:bottom;font-weight:bold;">Clear (T/H)</td> <td data-sheets-numberformat='{"1":2,"2":"0.00","3":1}' data-sheets-value='{"1":3,"3":2.9}' style="overflow:hidden;padding:0px 3px 0px 3px;vertical-align:bottom;text-align:center;">2.90</td> <td data-sheets-numberformat='{"1":2,"2":"0","3":1}' data-sheets-value='{"1":3,"3":44}' style="overflow:hidden;padding:0px 3px 0px 3px;vertical-align:bottom;text-align:center;">44</td> <td data-sheets-numberformat='{"1":2,"2":"0","3":1}' data-sheets-value='{"1":3,"3":51}' style="overflow:hidden;padding:0px 3px 0px 3px;vertical-align:bottom;text-align:center;">51</td> <td data-sheets-numberformat='{"1":2,"2":"0","3":1}' data-sheets-value='{"1":3,"3":20}' style="border-right:1px solid #000000;overflow:hidden;padding:0px 3px 0px 3px;vertical-align:bottom;text-align:center;">20</td> </tr> <tr style="height:20px;"> <td style="border-left:1px solid #000000;overflow:hidden;padding:0px 3px 0px 3px;vertical-align:bottom;font-weight:bold;"></td> <td data-sheets-value='{"1":2,"2":"Double-walled"}' style="overflow:hidden;padding:0px 3px 0px 3px;vertical-align:bottom;font-weight:bold;">Double-walled</td> <td data-sheets-value='{"1":2,"2":"Opal (T/O)"}' style="border-right:1px solid #000000;overflow:hidden;padding:0px 3px 0px 3px;vertical-align:bottom;font-weight:bold;">Opal (T/O)</td> <td data-sheets-numberformat='{"1":2,"2":"0.00","3":1}' data-sheets-value='{"1":3,"3":2.9}' style="overflow:hidden;padding:0px 3px 0px 3px;vertical-align:bottom;text-align:center;">2.90</td> <td data-sheets-numberformat='{"1":2,"2":"0","3":1}' data-sheets-value='{"1":3,"3":41}' style="overflow:hidden;padding:0px 3px 0px 3px;vertical-align:bottom;text-align:center;">41</td> <td data-sheets-numberformat='{"1":2,"2":"0","3":1}' data-sheets-value='{"1":3,"3":45}' style="overflow:hidden;padding:0px 3px 0px 3px;vertical-align:bottom;text-align:center;">45</td> <td data-sheets-numberformat='{"1":2,"2":"0","3":1}' data-sheets-value='{"1":3,"3":20}' style="border-right:1px solid #000000;overflow:hidden;padding:0px 3px 0px 3px;vertical-align:bottom;text-align:center;">20</td> </tr> <tr style="height:20px;"> <td style="border-left:1px solid #000000;overflow:hidden;padding:0px 3px 0px 3px;vertical-align:bottom;font-weight:bold;"></td> <td data-sheets-value='{"1":2,"2":"Triple-walled"}' style="overflow:hidden; | skylux-160-ce-met-koepel-en-polyester-opstand-30-20-met-lm-motor-1300-x-1600-mm | 8586011115853 | 46872307958093
Smoke and heat exhaust (SHEV) | SHE system | Skylux | Skylux 160° CE with skylight and polyester curb 30/20 with LM-actuator 1300 x 1900 mm |  | 36059 | 5412970360599 | 5860.05 | Yes | 30-45 | 80.33 | 1300 x 1900 mm | 1900 | 1300 |  | polyester 30/20 (30 cm high & roof opening = 20 cm larger than daylight size) | Rectangular | 5.17 W/m²K - 1.28 W/m²K | 87% - 32% | 90% - 32% | 20dB - 23dB | 160° CE (for industry) | skylight | without spoiler | E | Single actuator | Maximum four-walled skylight possible for this product | Ut-value LT-value g-value Rw-value EN 1873 : 2014 EN ISO 13468 EN 16153 EN 410 EN 410 EN ISO 140-3 Material Walls Shells (W/m²K) (%) (%) (dB) Acrylic Single-walled Clear (H) 5.17 90 87 - PMMA Single-walled Opal (O) 5.17 83 76 - Double-walled Clear (H/H) 2.90 81 75 20 Double-walled Opal (O/O) 2.90 69 58 20 Triple-walled Clear (H/H/H) 1.70 73 65 22 Triple-walled Opal (O/H/O) 1.70 62 51 22 Four-walled Clear (H/H/H/H) 1.28 64 54 23 Four-walled Opal (H/H/O/H) 1.28 59 48 23 Polycarbonate Single-walled Clear (A) 5.17 88 83 - PC Single-walled Opal (D) 5.17 58 60 - Double-walled Clear (A/H) 2.90 79 72 20 Double-walled Clear (A/A) 2.90 77 69 20 Double-walled Opal (A/O) 2.90 73 63 20 Double-walled Opal (A/D) 2.90 51 50 20 Triple-walled Clear (A/H/H) 1.70 71 63 22 Triple-walled Opal (A/O/O) 1.70 61 48 22 Four-walled Clear (A/H/H/H) 1.28 64 52 23 Four-walled Opal (A/H/O/H) 1.28 59 46 23 Polycarbonate Single-walled Heatstop Opal (T) 5.17 49 59 - Heatstop PC Double-walled Clear (T/H) 2.90 44 51 20 Double-walled Opal (T/O) 2.90 41 45 20 Triple-walled Clear (T/H/H) 1.70 40 <td data-sheets-numberformat='{"1":2,"2":"0","3":1}' data-sheets-value='{"1":3,"3":44}' style="overflow:hidden;paddin | https://skylux.eu/en/products/skylux-160-ce-met-koepel-en-polyester-opstand-30-20-met-lm-motor-1300-x-1900-mm | https://skylux.eu/cdn/shop/files/Skylux-160deg-CE-met-koepel-en-polyester-opstand-3020-met-LM-motor-1300-x-1900-mm-RWA-systeem.jpg?v=1702977964&width=1600 | https://skylux.eu/cdn/shop/files/e5a82811-1bb0-48e4-a776-cacb59c7c092_aa9c808a-3874-4a20-b452-4b23bfde0b71.jpg?v=1688550516&width=1600 | //skylux.eu/cdn/shop/files/E_MH_Mounting_instructions_Skylux_160_CE_LM.pdf?v=12406716259046007223 | //skylux.eu/cdn/shop/files/E_TD_Technical_File_Skylux_Skylux_160_CE_Electric.pdf?v=3667116872303399239 | <style type="text/css" id="isPasted"> <!--td { border: 1px solid #cccccc; } br { mso-data-placement: same-cell; } --> </style> <table border="1" cellpadding="0" cellspacing="0" dir="ltr" style="table-layout:fixed;font-size:10pt;font-family:Arial;border-collapse:collapse;border:none;"><tbody> <tr style="height:20px;"> <td style="overflow:hidden;padding:0px 3px 0px 3px;vertical-align:bottom;"></td> <td style="overflow:hidden;padding:0px 3px 0px 3px;vertical-align:bottom;"></td> <td style="overflow:hidden;padding:0px 3px 0px 3px;vertical-align:bottom;"></td> <td data-sheets-value='{"1":2,"2":"Ut-value"}' style="overflow:hidden;padding:0px 3px 0px 3px;vertical-align:bottom;font-weight:bold;text-align:center;">Ut-value</td> <td data-sheets-value='{"1":2,"2":"LT-value"}' style="overflow:hidden;padding:0px 3px 0px 3px;vertical-align:bottom;font-weight:bold;text-align:center;">LT-value</td> <td data-sheets-value='{"1":2,"2":"g-value"}' style="overflow:hidden;padding:0px 3px 0px 3px;vertical-align:bottom;font-weight:bold;text-align:center;">g-value</td> <td data-sheets-value='{"1":2,"2":"Rw-value "}' style="overflow:hidden;padding:0px 3px 0px 3px;vertical-align:bottom;font-weight:bold;text-align:center;">Rw-value </td> </tr> <tr style="height:20px;"> <td style="overflow:hidden;padding:0px 3px 0px 3px;vertical-align:bottom;"></td> <td style="overflow:hidden;padding:0px 3px 0px 3px;vertical-align:bottom;"></td> <td style="overflow:hidden;padding:0px 3px 0px 3px;vertical-align:bottom;"></td> <td data-sheets-numberformat='{"1":2,"2":"0.00","3":1}' data-sheets-value='{"1":2,"2":"EN 1873 : 2014"}' style="overflow:hidden;padding:0px 3px 0px 3px;vertical-align:bottom;text-align:center;">EN 1873 : 2014</td> <td data-sheets-numberformat='{"1":2,"2":"0","3":1}' data-sheets-value='{"1":2,"2":"EN ISO 13468 EN 16153 EN 410"}' style="overflow:hidden;padding:0px 3px 0px 3px;vertical-align:bottom;text-align:center;">EN ISO 13468 EN 16153 EN 410</td> <td data-sheets-numberformat='{"1":2,"2":"0","3":1}' data-sheets-value='{"1":2,"2":"EN 410"}' style="overflow:hidden;padding:0px 3px 0px 3px;vertical-align:bottom;text-align:center;">EN 410</td> <td data-sheets-value='{"1":2,"2":"EN ISO 140-3\t\t"}' style="overflow:hidden;padding:0px 3px 0px 3px;vertical-align:bottom;text-align:center;">EN ISO 140-3 </td> </tr> <tr style="height:20px;"> <td data-sheets-value='{"1":2,"2":"Material"}' style="border-bottom:1px solid #000000;overflow:hidden;padding:0px 3px 0px 3px;vertical-align:bottom;background-color:#000000;font-weight:bold;color:#ffffff;">Material</td> <td data-sheets-value='{"1":2,"2":"Walls"}' style="border-bottom:1px solid #000000;overflow:hidden;padding:0px 3px 0px 3px;vertical-align:bottom;background-color:#000000;font-weight:bold;color:#ffffff;">Walls</td> <td data-sheets-value='{"1":2,"2":"Shells"}' style="border-bottom:1px solid #000000;overflow:hidden;padding:0px 3px 0px 3px;vertical-align:bottom;background-color:#000000;font-weight:bold;color:#ffffff;">Shells</td> <td data-sheets-numberformat='{"1":2,"2":"0.00","3":1}' data-sheets-value='{"1":2,"2":"(W/m²K)\t"}' style="border-bottom:1px solid #000000;overflow:hidden;padding:0px 3px 0px 3px;vertical-align:bottom;background-color:#000000;font-weight:bold;color:#ffffff;text-align:center;">(W/m²K) </td> <td data-sheets-numberformat='{"1":2,"2":"0","3":1}' data-sheets-value='{"1":2,"2":"(%)"}' style="border-bottom:1px solid #000000;overflow:hidden;padding:0px 3px 0px 3px;vertical-align:bottom;background-color:#000000;font-weight:bold;color:#ffffff;text-align:center;">(%)</td> <td data-sheets-numberformat='{"1":2,"2":"0","3":1}' data-sheets-value='{"1":2,"2":"(%)"}' style="border-bottom:1px solid #000000;overflow:hidden;padding:0px 3px 0px 3px;vertical-align:bottom;background-color:#000000;font-weight:bold;color:#ffffff;text-align:center;">(%)</td> <td data-sheets-value='{"1":2,"2":"(dB)"}' style="border-bottom:1px solid #000000;overflow:hidden;padding:0px 3px 0px 3px;vertical-align:bottom;background-color:#000000;font-weight:bold;color:#ffffff;text-align:center;">(dB)</td> </tr> <tr style="height:20px;"> <td data-sheets-value='{"1":2,"2":"Acrylic"}' style="border-left:1px solid #000000;overflow:hidden;padding:0px 3px 0px 3px;vertical-align:bottom;font-weight:bold;">Acrylic</td> <td data-sheets-value='{"1":2,"2":"Single-walled"}' style="overflow:hidden;padding:0px 3px 0px 3px;vertical-align:bottom;font-weight:bold;">Single-walled</td> <td data-sheets-value='{"1":2,"2":"Clear (H)"}' style="border-right:1px solid #000000;overflow:hidden;padding:0px 3px 0px 3px;vertical-align:bottom;font-weight:bold;">Clear (H)</td> <td data-sheets-numberformat='{"1":2,"2":"0.00","3":1}' data-sheets-value='{"1":3,"3":5.17}' style="overflow:hidden;padding:0px 3px 0px 3px;vertical-align:bottom;text-align:center;">5.17</td> <td data-sheets-numberformat='{"1":2,"2":"0","3":1}' data-sheets-value='{"1":3,"3":90}' style="overflow:hidden;padding:0px 3px 0px 3px;vertical-align:bottom;text-align:center;">90</td> <td data-sheets-numberformat='{"1":2,"2":"0","3":1}' data-sheets-value='{"1":3,"3":87}' style="overflow:hidden;padding:0px 3px 0px 3px;vertical-align:bottom;text-align:center;">87</td> <td data-sheets-numberformat='{"1":2,"2":"0","3":1}' data-sheets-value='{"1":2,"2":"-"}' style="border-right:1px solid #000000;overflow:hidden;padding:0px 3px 0px 3px;vertical-align:bottom;text-align:center;">-</td> </tr> <tr style="height:20px;"> <td data-sheets-value='{"1":2,"2":"PMMA"}' style="border-left:1px solid #000000;overflow:hidden;padding:0px 3px 0px 3px;vertical-align:bottom;font-weight:bold;">PMMA</td> <td data-sheets-value='{"1":2,"2":"Single-walled"}' style="overflow:hidden;padding:0px 3px 0px 3px;vertical-align:bottom;font-weight:bold;">Single-walled</td> <td data-sheets-value='{"1":2,"2":"Opal (O)"}' style="border-right:1px solid #000000;overflow:hidden;padding:0px 3px 0px 3px;vertical-align:bottom;font-weight:bold;">Opal (O)</td> <td data-sheets-numberformat='{"1":2,"2":"0.00","3":1}' data-sheets-value='{"1":3,"3":5.17}' style="overflow:hidden;padding:0px 3px 0px 3px;vertical-align:bottom;text-align:center;">5.17</td> <td data-sheets-numberformat='{"1":2,"2":"0","3":1}' data-sheets-value='{"1":3,"3":83}' style="overflow:hidden;padding:0px 3px 0px 3px;vertical-align:bottom;text-align:center;">83</td> <td data-sheets-numberformat='{"1":2,"2":"0","3":1}' data-sheets-value='{"1":3,"3":76}' style="overflow:hidden;padding:0px 3px 0px 3px;vertical-align:bottom;text-align:center;">76</td> <td data-sheets-numberformat='{"1":2,"2":"0","3":1}' data-sheets-value='{"1":2,"2":"-"}' style="border-right:1px solid #000000;overflow:hidden;padding:0px 3px 0px 3px;vertical-align:bottom;text-align:center;">-</td> </tr> <tr style="height:20px;"> <td style="border-left:1px solid #000000;overflow:hidden;padding:0px 3px 0px 3px;vertical-align:bottom;font-weight:bold;"></td> <td data-sheets-value='{"1":2,"2":"Double-walled"}' style="overflow:hidden;padding:0px 3px 0px 3px;vertical-align:bottom;font-weight:bold;">Double-walled</td> <td data-sheets-value='{"1":2,"2":"Clear (H/H)"}' style="border-right:1px solid #000000;overflow:hidden;padding:0px 3px 0px 3px;vertical-align:bottom;font-weight:bold;">Clear (H/H)</td> <td data-sheets-numberformat='{"1":2,"2":"0.00","3":1}' data-sheets-value='{"1":3,"3":2.9}' style="overflow:hidden;padding:0px 3px 0px 3px;vertical-align:bottom;text-align:center;">2.90</td> <td data-sheets-numberformat='{"1":2,"2":"0","3":1}' data-sheets-value='{"1":3,"3":81}' style="overflow:hidden;padding:0px 3px 0px 3px;vertical-align:bottom;text-align:center;">81</td> <td data-sheets-numberformat='{"1":2,"2":"0","3":1}' data-sheets-value='{"1":3,"3":75}' style="overflow:hidden;padding:0px 3px 0px 3px;vertical-align:bottom;text-align:center;">75</td> <td data-sheets-numberformat='{"1":2,"2":"0","3":1}' data-sheets-value='{"1":3,"3":20}' style="border-right:1px solid #000000;overflow:hidden;padding:0px 3px 0px 3px;vertical-align:bottom;text-align:center;">20</td> </tr> <tr style="height:20px;"> <td style="border-left:1px solid #000000;overflow:hidden;padding:0px 3px 0px 3px;vertical-align:bottom;font-weight:bold;"></td> <td data-sheets-value='{"1":2,"2":"Double-walled"}' style="overflow:hidden;padding:0px 3px 0px 3px;vertical-align:bottom;font-weight:bold;">Double-walled</td> <td data-sheets-value='{"1":2,"2":"Opal (O/O)"}' style="border-right:1px solid #000000;overflow:hidden;padding:0px 3px 0px 3px;vertical-align:bottom;font-weight:bold;">Opal (O/O)</td> <td data-sheets-numberformat='{"1":2,"2":"0.00","3":1}' data-sheets-value='{"1":3,"3":2.9}' style="overflow:hidden;padding:0px 3px 0px 3px;vertical-align:bottom;text-align:center;">2.90</td> <td data-sheets-numberformat='{"1":2,"2":"0","3":1}' data-sheets-value='{"1":3,"3":69}' style="overflow:hidden;padding:0px 3px 0px 3px;vertical-align:bottom;text-align:center;">69</td> <td data-sheets-numberformat='{"1":2,"2":"0","3":1}' data-sheets-value='{"1":3,"3":58}' style="overflow:hidden;padding:0px 3px 0px 3px;vertical-align:bottom;text-align:center;">58</td> <td data-sheets-numberformat='{"1":2,"2":"0","3":1}' data-sheets-value='{"1":3,"3":20}' style="border-right:1px solid #000000;overflow:hidden;padding:0px 3px 0px 3px;vertical-align:bottom;text-align:center;">20</td> </tr> <tr style="height:20px;"> <td style="border-left:1px solid #000000;overflow:hidden;padding:0px 3px 0px 3px;vertical-align:bottom;font-weight:bold;"></td> <td data-sheets-value='{"1":2,"2":"Triple-walled"}' style="overflow:hidden;padding:0px 3px 0px 3px;vertical-align:bottom;font-weight:bold;">Triple-walled</td> <td data-sheets-value='{"1":2,"2":"Clear (H/H/H)"}' style="border-right:1px solid #000000;overflow:hidden;padding:0px 3px 0px 3px;vertical-align:bottom;font-weight:bold;">Clear (H/H/H)</td> <td data-sheets-numberformat='{"1":2,"2":"0.00","3":1}' data-sheets-value='{"1":3,"3":1.7}' style="overflow:hidden;padding:0px 3px 0px 3px;vertical-align:bottom;text-align:center;">1.70</td> <td data-sheets-numberformat='{"1":2,"2":"0","3":1}' data-sheets-value='{"1":3,"3":73}' style="overflow:hidden;padding:0px 3px 0px 3px;vertical-align:bottom;text-align:center;">73</td> <td data-sheets-numberformat='{"1":2,"2":"0","3":1}' data-sheets-value='{"1":3,"3":65}' style="overflow:hidden;padding:0px 3px 0px 3px;vertical-align:bottom;text-align:center;">65</td> <td data-sheets-numberformat='{"1":2,"2":"0","3":1}' data-sheets-value='{"1":3,"3":22}' style="border-right:1px solid #000000;overflow:hidden;padding:0px 3px 0px 3px;vertical-align:bottom;text-align:center;">22</td> </tr> <tr style="height:20px;"> <td style="border-left:1px solid #000000;overflow:hidden;padding:0px 3px 0px 3px;vertical-align:bottom;font-weight:bold;"></td> <td data-sheets-value='{"1":2,"2":"Triple-walled"}' style="overflow:hidden;padding:0px 3px 0px 3px;vertical-align:bottom;font-weight:bold;">Triple-walled</td> <td data-sheets-value='{"1":2,"2":"Opal (O/H/O)"}' style="border-right:1px solid #000000;overflow:hidden;padding:0px 3px 0px 3px;vertical-align:bottom;font-weight:bold;">Opal (O/H/O)</td> <td data-sheets-numberformat='{"1":2,"2":"0.00","3":1}' data-sheets-value='{"1":3,"3":1.7}' style="overflow:hidden;padding:0px 3px 0px 3px;vertical-align:bottom;text-align:center;">1.70</td> <td data-sheets-numberformat='{"1":2,"2":"0","3":1}' data-sheets-value='{"1":3,"3":62}' style="overflow:hidden;padding:0px 3px 0px 3px;vertical-align:bottom;text-align:center;">62</td> <td data-sheets-numberformat='{"1":2,"2":"0","3":1}' data-sheets-value='{"1":3,"3":51}' style="overflow:hidden;padding:0px 3px 0px 3px;vertical-align:bottom;text-align:center;">51</td> <td data-sheets-numberformat='{"1":2,"2":"0","3":1}' data-sheets-value='{"1":3,"3":22}' style="border-right:1px solid #000000;overflow:hidden;padding:0px 3px 0px 3px;vertical-align:bottom;text-align:center;">22</td> </tr> <tr style="height:20px;"> <td style="border-left:1px solid #000000;overflow:hidden;padding:0px 3px 0px 3px;vertical-align:bottom;font-weight:bold;"></td> <td data-sheets-value='{"1":2,"2":"Four-walled"}' style="overflow:hidden;padding:0px 3px 0px 3px;vertical-align:bottom;font-weight:bold;">Four-walled</td> <td data-sheets-value='{"1":2,"2":"Clear (H/H/H/H)"}' style="border-right:1px solid #000000;overflow:hidden;padding:0px 3px 0px 3px;vertical-align:bottom;font-weight:bold;">Clear (H/H/H/H)</td> <td data-sheets-numberformat='{"1":2,"2":"0.00","3":1}' data-sheets-value='{"1":3,"3":1.28}' style="overflow:hidden;padding:0px 3px 0px 3px;vertical-align:bottom;text-align:center;">1.28</td> <td data-sheets-numberformat='{"1":2,"2":"0","3":1}' data-sheets-value='{"1":3,"3":64}' style="overflow:hidden;padding:0px 3px 0px 3px;vertical-align:bottom;text-align:center;">64</td> <td data-sheets-numberformat='{"1":2,"2":"0","3":1}' data-sheets-value='{"1":3,"3":54}' style="overflow:hidden;padding:0px 3px 0px 3px;vertical-align:bottom;text-align:center;">54</td> <td data-sheets-numberformat='{"1":2,"2":"0","3":1}' data-sheets-value='{"1":3,"3":23}' style="border-right:1px solid #000000;overflow:hidden;padding:0px 3px 0px 3px;vertical-align:bottom;text-align:center;">23</td> </tr> <tr style="height:20px;"> <td style="border-bottom:1px solid #000000;border-left:1px solid #000000;overflow:hidden;padding:0px 3px 0px 3px;vertical-align:bottom;"></td> <td data-sheets-value='{"1":2,"2":"Four-walled"}' style="border-bottom:1px solid #000000;overflow:hidden;padding:0px 3px 0px 3px;vertical-align:bottom;font-weight:bold;">Four-walled</td> <td data-sheets-value='{"1":2,"2":"Opal (H/H/O/H)"}' style="border-right:1px solid #000000;border-bottom:1px solid #000000;overflow:hidden;padding:0px 3px 0px 3px;vertical-align:bottom;font-weight:bold;">Opal (H/H/O/H)</td> <td data-sheets-numberformat='{"1":2,"2":"0.00","3":1}' data-sheets-value='{"1":3,"3":1.28}' style="border-bottom:1px solid #000000;overflow:hidden;padding:0px 3px 0px 3px;vertical-align:bottom;text-align:center;">1.28</td> <td data-sheets-numberformat='{"1":2,"2":"0","3":1}' data-sheets-value='{"1":3,"3":59}' style="border-bottom:1px solid #000000;overflow:hidden;padding:0px 3px 0px 3px;vertical-align:bottom;text-align:center;">59</td> <td data-sheets-numberformat='{"1":2,"2":"0","3":1}' data-sheets-value='{"1":3,"3":48}' style="border-bottom:1px solid #000000;overflow:hidden;padding:0px 3px 0px 3px;vertical-align:bottom;text-align:center;">48</td> <td data-sheets-numberformat='{"1":2,"2":"0","3":1}' data-sheets-value='{"1":3,"3":23}' style="border-right:1px solid #000000;border-bottom:1px solid #000000;overflow:hidden;padding:0px 3px 0px 3px;vertical-align:bottom;text-align:center;">23</td> </tr> <tr style="height:20px;"> <td data-sheets-value='{"1":2,"2":"Polycarbonate "}' style="border-left:1px solid #000000;overflow:hidden;padding:0px 3px 0px 3px;vertical-align:bottom;font-weight:bold;">Polycarbonate </td> <td data-sheets-value='{"1":2,"2":"Single-walled"}' style="overflow:hidden;padding:0px 3px 0px 3px;vertical-align:bottom;font-weight:bold;">Single-walled</td> <td data-sheets-value='{"1":2,"2":"Clear (A)"}' style="border-right:1px solid #000000;overflow:hidden;padding:0px 3px 0px 3px;vertical-align:bottom;font-weight:bold;">Clear (A)</td> <td data-sheets-numberformat='{"1":2,"2":"0.00","3":1}' data-sheets-value='{"1":3,"3":5.17}' style="overflow:hidden;padding:0px 3px 0px 3px;vertical-align:bottom;text-align:center;">5.17</td> <td data-sheets-numberformat='{"1":2,"2":"0","3":1}' data-sheets-value='{"1":3,"3":88}' style="overflow:hidden;padding:0px 3px 0px 3px;vertical-align:bottom;text-align:center;">88</td> <td data-sheets-numberformat='{"1":2,"2":"0","3":1}' data-sheets-value='{"1":3,"3":83}' style="overflow:hidden;padding:0px 3px 0px 3px;vertical-align:bottom;text-align:center;">83</td> <td data-sheets-numberformat='{"1":2,"2":"0","3":1}' data-sheets-value='{"1":2,"2":"-"}' style="border-right:1px solid #000000;overflow:hidden;padding:0px 3px 0px 3px;vertical-align:bottom;text-align:center;">-</td> </tr> <tr style="height:20px;"> <td data-sheets-value='{"1":2,"2":"PC"}' style="border-left:1px solid #000000;overflow:hidden;padding:0px 3px 0px 3px;vertical-align:bottom;font-weight:bold;">PC</td> <td data-sheets-value='{"1":2,"2":"Single-walled"}' style="overflow:hidden;padding:0px 3px 0px 3px;vertical-align:bottom;font-weight:bold;">Single-walled</td> <td data-sheets-value='{"1":2,"2":"Opal (D)"}' style="border-right:1px solid #000000;overflow:hidden;padding:0px 3px 0px 3px;vertical-align:bottom;font-weight:bold;">Opal (D)</td> <td data-sheets-numberformat='{"1":2,"2":"0.00","3":1}' data-sheets-value='{"1":3,"3":5.17}' style="overflow:hidden;padding:0px 3px 0px 3px;vertical-align:bottom;text-align:center;">5.17</td> <td data-sheets-numberformat='{"1":2,"2":"0","3":1}' data-sheets-value='{"1":3,"3":58}' style="overflow:hidden;padding:0px 3px 0px 3px;vertical-align:bottom;text-align:center;">58</td> <td data-sheets-numberformat='{"1":2,"2":"0","3":1}' data-sheets-value='{"1":3,"3":60}' style="overflow:hidden;padding:0px 3px 0px 3px;vertical-align:bottom;text-align:center;">60</td> <td data-sheets-numberformat='{"1":2,"2":"0","3":1}' data-sheets-value='{"1":2,"2":"-"}' style="border-right:1px solid #000000;overflow:hidden;padding:0px 3px 0px 3px;vertical-align:bottom;text-align:center;">-</td> </tr> <tr style="height:20px;"> <td style="border-left:1px solid #000000;overflow:hidden;padding:0px 3px 0px 3px;vertical-align:bottom;font-weight:bold;"></td> <td data-sheets-value='{"1":2,"2":"Double-walled"}' style="overflow:hidden;padding:0px 3px 0px 3px;vertical-align:bottom;font-weight:bold;">Double-walled</td> <td data-sheets-value='{"1":2,"2":"Clear (A/H)"}' style="border-right:1px solid #000000;overflow:hidden;padding:0px 3px 0px 3px;vertical-align:bottom;font-weight:bold;">Clear (A/H)</td> <td data-sheets-numberformat='{"1":2,"2":"0.00","3":1}' data-sheets-value='{"1":3,"3":2.9}' style="overflow:hidden;padding:0px 3px 0px 3px;vertical-align:bottom;text-align:center;">2.90</td> <td data-sheets-numberformat='{"1":2,"2":"0","3":1}' data-sheets-value='{"1":3,"3":79}' style="overflow:hidden;padding:0px 3px 0px 3px;vertical-align:bottom;text-align:center;">79</td> <td data-sheets-numberformat='{"1":2,"2":"0","3":1}' data-sheets-value='{"1":3,"3":72}' style="overflow:hidden;padding:0px 3px 0px 3px;vertical-align:bottom;text-align:center;">72</td> <td data-sheets-numberformat='{"1":2,"2":"0","3":1}' data-sheets-value='{"1":3,"3":20}' style="border-right:1px solid #000000;overflow:hidden;padding:0px 3px 0px 3px;vertical-align:bottom;text-align:center;">20</td> </tr> <tr style="height:20px;"> <td style="border-left:1px solid #000000;overflow:hidden;padding:0px 3px 0px 3px;vertical-align:bottom;font-weight:bold;"></td> <td data-sheets-value='{"1":2,"2":"Double-walled"}' style="overflow:hidden;padding:0px 3px 0px 3px;vertical-align:bottom;font-weight:bold;">Double-walled</td> <td data-sheets-value='{"1":2,"2":"Clear (A/A)"}' style="border-right:1px solid #000000;overflow:hidden;padding:0px 3px 0px 3px;vertical-align:bottom;font-weight:bold;">Clear (A/A)</td> <td data-sheets-numberformat='{"1":2,"2":"0.00","3":1}' data-sheets-value='{"1":3,"3":2.9}' style="overflow:hidden;padding:0px 3px 0px 3px;vertical-align:bottom;text-align:center;">2.90</td> <td data-sheets-numberformat='{"1":2,"2":"0","3":1}' data-sheets-value='{"1":3,"3":77}' style="overflow:hidden;padding:0px 3px 0px 3px;vertical-align:bottom;text-align:center;">77</td> <td data-sheets-numberformat='{"1":2,"2":"0","3":1}' data-sheets-value='{"1":3,"3":69}' style="overflow:hidden;padding:0px 3px 0px 3px;vertical-align:bottom;text-align:center;">69</td> <td data-sheets-numberformat='{"1":2,"2":"0","3":1}' data-sheets-value='{"1":3,"3":20}' style="border-right:1px solid #000000;overflow:hidden;padding:0px 3px 0px 3px;vertical-align:bottom;text-align:center;">20</td> </tr> <tr style="height:20px;"> <td style="border-left:1px solid #000000;overflow:hidden;padding:0px 3px 0px 3px;vertical-align:bottom;font-weight:bold;"></td> <td data-sheets-value='{"1":2,"2":"Double-walled"}' style="overflow:hidden;padding:0px 3px 0px 3px;vertical-align:bottom;font-weight:bold;">Double-walled</td> <td data-sheets-value='{"1":2,"2":"Opal (A/O)"}' style="border-right:1px solid #000000;overflow:hidden;padding:0px 3px 0px 3px;vertical-align:bottom;font-weight:bold;">Opal (A/O)</td> <td data-sheets-numberformat='{"1":2,"2":"0.00","3":1}' data-sheets-value='{"1":3,"3":2.9}' style="overflow:hidden;padding:0px 3px 0px 3px;vertical-align:bottom;text-align:center;">2.90</td> <td data-sheets-numberformat='{"1":2,"2":"0","3":1}' data-sheets-value='{"1":3,"3":73}' style="overflow:hidden;padding:0px 3px 0px 3px;vertical-align:bottom;text-align:center;">73</td> <td data-sheets-numberformat='{"1":2,"2":"0","3":1}' data-sheets-value='{"1":3,"3":63}' style="overflow:hidden;padding:0px 3px 0px 3px;vertical-align:bottom;text-align:center;">63</td> <td data-sheets-numberformat='{"1":2,"2":"0","3":1}' data-sheets-value='{"1":3,"3":20}' style="border-right:1px solid #000000;overflow:hidden;padding:0px 3px 0px 3px;vertical-align:bottom;text-align:center;">20</td> </tr> <tr style="height:20px;"> <td style="border-left:1px solid #000000;overflow:hidden;padding:0px 3px 0px 3px;vertical-align:bottom;font-weight:bold;"></td> <td data-sheets-value='{"1":2,"2":"Double-walled"}' style="overflow:hidden;padding:0px 3px 0px 3px;vertical-align:bottom;font-weight:bold;">Double-walled</td> <td data-sheets-value='{"1":2,"2":"Opal (A/D)"}' style="border-right:1px solid #000000;overflow:hidden;padding:0px 3px 0px 3px;vertical-align:bottom;font-weight:bold;">Opal (A/D)</td> <td data-sheets-numberformat='{"1":2,"2":"0.00","3":1}' data-sheets-value='{"1":3,"3":2.9}' style="overflow:hidden;padding:0px 3px 0px 3px;vertical-align:bottom;text-align:center;">2.90</td> <td data-sheets-numberformat='{"1":2,"2":"0","3":1}' data-sheets-value='{"1":3,"3":51}' style="overflow:hidden;padding:0px 3px 0px 3px;vertical-align:bottom;text-align:center;">51</td> <td data-sheets-numberformat='{"1":2,"2":"0","3":1}' data-sheets-value='{"1":3,"3":50}' style="overflow:hidden;padding:0px 3px 0px 3px;vertical-align:bottom;text-align:center;">50</td> <td data-sheets-numberformat='{"1":2,"2":"0","3":1}' data-sheets-value='{"1":3,"3":20}' style="border-right:1px solid #000000;overflow:hidden;padding:0px 3px 0px 3px;vertical-align:bottom;text-align:center;">20</td> </tr> <tr style="height:20px;"> <td style="border-left:1px solid #000000;overflow:hidden;padding:0px 3px 0px 3px;vertical-align:bottom;font-weight:bold;"></td> <td data-sheets-value='{"1":2,"2":"Triple-walled"}' style="overflow:hidden;padding:0px 3px 0px 3px;vertical-align:bottom;font-weight:bold;">Triple-walled</td> <td data-sheets-value='{"1":2,"2":"Clear (A/H/H)"}' style="border-right:1px solid #000000;overflow:hidden;padding:0px 3px 0px 3px;vertical-align:bottom;font-weight:bold;">Clear (A/H/H)</td> <td data-sheets-numberformat='{"1":2,"2":"0.00","3":1}' data-sheets-value='{"1":3,"3":1.7}' style="overflow:hidden;padding:0px 3px 0px 3px;vertical-align:bottom;text-align:center;">1.70</td> <td data-sheets-numberformat='{"1":2,"2":"0","3":1}' data-sheets-value='{"1":3,"3":71}' style="overflow:hidden;padding:0px 3px 0px 3px;vertical-align:bottom;text-align:center;">71</td> <td data-sheets-numberformat='{"1":2,"2":"0","3":1}' data-sheets-value='{"1":3,"3":63}' style="overflow:hidden;padding:0px 3px 0px 3px;vertical-align:bottom;text-align:center;">63</td> <td data-sheets-numberformat='{"1":2,"2":"0","3":1}' data-sheets-value='{"1":3,"3":22}' style="border-right:1px solid #000000;overflow:hidden;padding:0px 3px 0px 3px;vertical-align:bottom;text-align:center;">22</td> </tr> <tr style="height:20px;"> <td style="border-left:1px solid #000000;overflow:hidden;padding:0px 3px 0px 3px;vertical-align:bottom;font-weight:bold;"></td> <td data-sheets-value='{"1":2,"2":"Triple-walled"}' style="overflow:hidden;padding:0px 3px 0px 3px;vertical-align:bottom;font-weight:bold;">Triple-walled</td> <td data-sheets-value='{"1":2,"2":"Opal (A/O/O)"}' style="border-right:1px solid #000000;overflow:hidden;padding:0px 3px 0px 3px;vertical-align:bottom;font-weight:bold;">Opal (A/O/O)</td> <td data-sheets-numberformat='{"1":2,"2":"0.00","3":1}' data-sheets-value='{"1":3,"3":1.7}' style="overflow:hidden;padding:0px 3px 0px 3px;vertical-align:bottom;text-align:center;">1.70</td> <td data-sheets-numberformat='{"1":2,"2":"0","3":1}' data-sheets-value='{"1":3,"3":61}' style="overflow:hidden;padding:0px 3px 0px 3px;vertical-align:bottom;text-align:center;">61</td> <td data-sheets-numberformat='{"1":2,"2":"0","3":1}' data-sheets-value='{"1":3,"3":48}' style="overflow:hidden;padding:0px 3px 0px 3px;vertical-align:bottom;text-align:center;">48</td> <td data-sheets-numberformat='{"1":2,"2":"0","3":1}' data-sheets-value='{"1":3,"3":22}' style="border-right:1px solid #000000;overflow:hidden;padding:0px 3px 0px 3px;vertical-align:bottom;text-align:center;">22</td> </tr> <tr style="height:20px;"> <td style="border-left:1px solid #000000;overflow:hidden;padding:0px 3px 0px 3px;vertical-align:bottom;font-weight:bold;"></td> <td data-sheets-value='{"1":2,"2":"Four-walled"}' style="overflow:hidden;padding:0px 3px 0px 3px;vertical-align:bottom;font-weight:bold;">Four-walled</td> <td data-sheets-value='{"1":2,"2":"Clear (A/H/H/H)"}' style="border-right:1px solid #000000;overflow:hidden;padding:0px 3px 0px 3px;vertical-align:bottom;font-weight:bold;">Clear (A/H/H/H)</td> <td data-sheets-numberformat='{"1":2,"2":"0.00","3":1}' data-sheets-value='{"1":3,"3":1.28}' style="overflow:hidden;padding:0px 3px 0px 3px;vertical-align:bottom;text-align:center;">1.28</td> <td data-sheets-numberformat='{"1":2,"2":"0","3":1}' data-sheets-value='{"1":3,"3":64}' style="overflow:hidden;padding:0px 3px 0px 3px;vertical-align:bottom;text-align:center;">64</td> <td data-sheets-numberformat='{"1":2,"2":"0","3":1}' data-sheets-value='{"1":3,"3":52}' style="overflow:hidden;padding:0px 3px 0px 3px;vertical-align:bottom;text-align:center;">52</td> <td data-sheets-numberformat='{"1":2,"2":"0","3":1}' data-sheets-value='{"1":3,"3":23}' style="border-right:1px solid #000000;overflow:hidden;padding:0px 3px 0px 3px;vertical-align:bottom;text-align:center;">23</td> </tr> <tr style="height:20px;"> <td style="border-bottom:1px solid #000000;border-left:1px solid #000000;overflow:hidden;padding:0px 3px 0px 3px;vertical-align:bottom;"></td> <td data-sheets-value='{"1":2,"2":"Four-walled"}' style="border-bottom:1px solid #000000;overflow:hidden;padding:0px 3px 0px 3px;vertical-align:bottom;font-weight:bold;">Four-walled</td> <td data-sheets-value='{"1":2,"2":"Opal (A/H/O/H)"}' style="border-right:1px solid #000000;border-bottom:1px solid #000000;overflow:hidden;padding:0px 3px 0px 3px;vertical-align:bottom;font-weight:bold;">Opal (A/H/O/H)</td> <td data-sheets-numberformat='{"1":2,"2":"0.00","3":1}' data-sheets-value='{"1":3,"3":1.28}' style="border-bottom:1px solid #000000;overflow:hidden;padding:0px 3px 0px 3px;vertical-align:bottom;text-align:center;">1.28</td> <td data-sheets-numberformat='{"1":2,"2":"0","3":1}' data-sheets-value='{"1":3,"3":59}' style="border-bottom:1px solid #000000;overflow:hidden;padding:0px 3px 0px 3px;vertical-align:bottom;text-align:center;">59</td> <td data-sheets-numberformat='{"1":2,"2":"0","3":1}' data-sheets-value='{"1":3,"3":46}' style="border-bottom:1px solid #000000;overflow:hidden;padding:0px 3px 0px 3px;vertical-align:bottom;text-align:center;">46</td> <td data-sheets-numberformat='{"1":2,"2":"0","3":1}' data-sheets-value='{"1":3,"3":23}' style="border-right:1px solid #000000;border-bottom:1px solid #000000;overflow:hidden;padding:0px 3px 0px 3px;vertical-align:bottom;text-align:center;">23</td> </tr> <tr style="height:20px;"> <td data-sheets-value='{"1":2,"2":"Polycarbonate"}' style="border-left:1px solid #000000;overflow:hidden;padding:0px 3px 0px 3px;vertical-align:bottom;font-weight:bold;">Polycarbonate</td> <td data-sheets-value='{"1":2,"2":"Single-walled"}' style="overflow:hidden;padding:0px 3px 0px 3px;vertical-align:bottom;font-weight:bold;">Single-walled</td> <td data-sheets-value='{"1":2,"2":"Heatstop Opal (T)"}' style="border-right:1px solid #000000;overflow:hidden;padding:0px 3px 0px 3px;vertical-align:bottom;font-weight:bold;">Heatstop Opal (T)</td> <td data-sheets-numberformat='{"1":2,"2":"0.00","3":1}' data-sheets-value='{"1":3,"3":5.17}' style="overflow:hidden;padding:0px 3px 0px 3px;vertical-align:bottom;text-align:center;">5.17</td> <td data-sheets-numberformat='{"1":2,"2":"0","3":1}' data-sheets-value='{"1":3,"3":49}' style="overflow:hidden;padding:0px 3px 0px 3px;vertical-align:bottom;text-align:center;">49</td> <td data-sheets-numberformat='{"1":2,"2":"0","3":1}' data-sheets-value='{"1":3,"3":59}' style="overflow:hidden;padding:0px 3px 0px 3px;vertical-align:bottom;text-align:center;">59</td> <td data-sheets-numberformat='{"1":2,"2":"0","3":1}' data-sheets-value='{"1":2,"2":"-"}' style="border-right:1px solid #000000;overflow:hidden;padding:0px 3px 0px 3px;vertical-align:bottom;text-align:center;">-</td> </tr> <tr style="height:20px;"> <td data-sheets-value='{"1":2,"2":"Heatstop PC"}' style="border-left:1px solid #000000;overflow:hidden;padding:0px 3px 0px 3px;vertical-align:bottom;font-weight:bold;">Heatstop PC</td> <td data-sheets-value='{"1":2,"2":"Double-walled"}' style="overflow:hidden;padding:0px 3px 0px 3px;vertical-align:bottom;font-weight:bold;">Double-walled</td> <td data-sheets-value='{"1":2,"2":"Clear (T/H)"}' style="border-right:1px solid #000000;overflow:hidden;padding:0px 3px 0px 3px;vertical-align:bottom;font-weight:bold;">Clear (T/H)</td> <td data-sheets-numberformat='{"1":2,"2":"0.00","3":1}' data-sheets-value='{"1":3,"3":2.9}' style="overflow:hidden;padding:0px 3px 0px 3px;vertical-align:bottom;text-align:center;">2.90</td> <td data-sheets-numberformat='{"1":2,"2":"0","3":1}' data-sheets-value='{"1":3,"3":44}' style="overflow:hidden;padding:0px 3px 0px 3px;vertical-align:bottom;text-align:center;">44</td> <td data-sheets-numberformat='{"1":2,"2":"0","3":1}' data-sheets-value='{"1":3,"3":51}' style="overflow:hidden;padding:0px 3px 0px 3px;vertical-align:bottom;text-align:center;">51</td> <td data-sheets-numberformat='{"1":2,"2":"0","3":1}' data-sheets-value='{"1":3,"3":20}' style="border-right:1px solid #000000;overflow:hidden;padding:0px 3px 0px 3px;vertical-align:bottom;text-align:center;">20</td> </tr> <tr style="height:20px;"> <td style="border-left:1px solid #000000;overflow:hidden;padding:0px 3px 0px 3px;vertical-align:bottom;font-weight:bold;"></td> <td data-sheets-value='{"1":2,"2":"Double-walled"}' style="overflow:hidden;padding:0px 3px 0px 3px;vertical-align:bottom;font-weight:bold;">Double-walled</td> <td data-sheets-value='{"1":2,"2":"Opal (T/O)"}' style="border-right:1px solid #000000;overflow:hidden;padding:0px 3px 0px 3px;vertical-align:bottom;font-weight:bold;">Opal (T/O)</td> <td data-sheets-numberformat='{"1":2,"2":"0.00","3":1}' data-sheets-value='{"1":3,"3":2.9}' style="overflow:hidden;padding:0px 3px 0px 3px;vertical-align:bottom;text-align:center;">2.90</td> <td data-sheets-numberformat='{"1":2,"2":"0","3":1}' data-sheets-value='{"1":3,"3":41}' style="overflow:hidden;padding:0px 3px 0px 3px;vertical-align:bottom;text-align:center;">41</td> <td data-sheets-numberformat='{"1":2,"2":"0","3":1}' data-sheets-value='{"1":3,"3":45}' style="overflow:hidden;padding:0px 3px 0px 3px;vertical-align:bottom;text-align:center;">45</td> <td data-sheets-numberformat='{"1":2,"2":"0","3":1}' data-sheets-value='{"1":3,"3":20}' style="border-right:1px solid #000000;overflow:hidden;padding:0px 3px 0px 3px;vertical-align:bottom;text-align:center;">20</td> </tr> <tr style="height:20px;"> <td style="border-left:1px solid #000000;overflow:hidden;padding:0px 3px 0px 3px;vertical-align:bottom;font-weight:bold;"></td> <td data-sheets-value='{"1":2,"2":"Triple-walled"}' style="overflow:hidden; | skylux-160-ce-met-koepel-en-polyester-opstand-30-20-met-lm-motor-1300-x-1900-mm | 8586011148621 | 46872308023629
Smoke and heat exhaust (SHEV) | SHE system | Skylux | Skylux 160° CE with skylight and polyester curb 30/20 with LM-actuator 1300 x 2200 mm |  | 35582 | 5412970355823 | 6129.9 | Yes | 30-45 | 87.08 | 1300 x 2200 mm | 2200 | 1300 |  | polyester 30/20 (30 cm high & roof opening = 20 cm larger than daylight size) | Rectangular | 5.17 W/m²K - 1.28 W/m²K | 87% - 32% | 90% - 32% | 20dB - 23dB | 160° CE (for industry) | skylight | without spoiler | E | Single actuator | Maximum four-walled skylight possible for this product | Ut-value LT-value g-value Rw-value EN 1873 : 2014 EN ISO 13468 EN 16153 EN 410 EN 410 EN ISO 140-3 Material Walls Shells (W/m²K) (%) (%) (dB) Acrylic Single-walled Clear (H) 5.17 90 87 - PMMA Single-walled Opal (O) 5.17 83 76 - Double-walled Clear (H/H) 2.90 81 75 20 Double-walled Opal (O/O) 2.90 69 58 20 Triple-walled Clear (H/H/H) 1.70 73 65 22 Triple-walled Opal (O/H/O) 1.70 62 51 22 Four-walled Clear (H/H/H/H) 1.28 64 54 23 Four-walled Opal (H/H/O/H) 1.28 59 48 23 Polycarbonate Single-walled Clear (A) 5.17 88 83 - PC Single-walled Opal (D) 5.17 58 60 - Double-walled Clear (A/H) 2.90 79 72 20 Double-walled Clear (A/A) 2.90 77 69 20 Double-walled Opal (A/O) 2.90 73 63 20 Double-walled Opal (A/D) 2.90 51 50 20 Triple-walled Clear (A/H/H) 1.70 71 63 22 Triple-walled Opal (A/O/O) 1.70 61 48 22 Four-walled Clear (A/H/H/H) 1.28 64 52 23 Four-walled Opal (A/H/O/H) 1.28 59 46 23 Polycarbonate Single-walled Heatstop Opal (T) 5.17 49 59 - Heatstop PC Double-walled Clear (T/H) 2.90 44 51 20 Double-walled Opal (T/O) 2.90 41 45 20 Triple-walled Clear (T/H/H) 1.70 40 <td data-sheets-numberformat='{"1":2,"2":"0","3":1}' data-sheets-value='{"1":3,"3":44}' style="overflow:hidden;paddin | https://skylux.eu/en/products/skylux-160-ce-met-koepel-en-polyester-opstand-30-20-met-lm-motor-1300-x-2200-mm | https://skylux.eu/cdn/shop/files/Skylux-160deg-CE-met-koepel-en-polyester-opstand-3020-met-LM-motor-1300-x-2200-mm-RWA-systeem.jpg?v=1702977969&width=1600 | https://skylux.eu/cdn/shop/files/e5a82811-1bb0-48e4-a776-cacb59c7c092_15fc4c70-ba98-4eb3-b533-dba25b8018b6.jpg?v=1688550517&width=1600 | //skylux.eu/cdn/shop/files/E_MH_Mounting_instructions_Skylux_160_CE_LM.pdf?v=12406716259046007223 | //skylux.eu/cdn/shop/files/E_TD_Technical_File_Skylux_Skylux_160_CE_Electric.pdf?v=3667116872303399239 | <style type="text/css" id="isPasted"> <!--td { border: 1px solid #cccccc; } br { mso-data-placement: same-cell; } --> </style> <table border="1" cellpadding="0" cellspacing="0" dir="ltr" style="table-layout:fixed;font-size:10pt;font-family:Arial;border-collapse:collapse;border:none;"><tbody> <tr style="height:20px;"> <td style="overflow:hidden;padding:0px 3px 0px 3px;vertical-align:bottom;"></td> <td style="overflow:hidden;padding:0px 3px 0px 3px;vertical-align:bottom;"></td> <td style="overflow:hidden;padding:0px 3px 0px 3px;vertical-align:bottom;"></td> <td data-sheets-value='{"1":2,"2":"Ut-value"}' style="overflow:hidden;padding:0px 3px 0px 3px;vertical-align:bottom;font-weight:bold;text-align:center;">Ut-value</td> <td data-sheets-value='{"1":2,"2":"LT-value"}' style="overflow:hidden;padding:0px 3px 0px 3px;vertical-align:bottom;font-weight:bold;text-align:center;">LT-value</td> <td data-sheets-value='{"1":2,"2":"g-value"}' style="overflow:hidden;padding:0px 3px 0px 3px;vertical-align:bottom;font-weight:bold;text-align:center;">g-value</td> <td data-sheets-value='{"1":2,"2":"Rw-value "}' style="overflow:hidden;padding:0px 3px 0px 3px;vertical-align:bottom;font-weight:bold;text-align:center;">Rw-value </td> </tr> <tr style="height:20px;"> <td style="overflow:hidden;padding:0px 3px 0px 3px;vertical-align:bottom;"></td> <td style="overflow:hidden;padding:0px 3px 0px 3px;vertical-align:bottom;"></td> <td style="overflow:hidden;padding:0px 3px 0px 3px;vertical-align:bottom;"></td> <td data-sheets-numberformat='{"1":2,"2":"0.00","3":1}' data-sheets-value='{"1":2,"2":"EN 1873 : 2014"}' style="overflow:hidden;padding:0px 3px 0px 3px;vertical-align:bottom;text-align:center;">EN 1873 : 2014</td> <td data-sheets-numberformat='{"1":2,"2":"0","3":1}' data-sheets-value='{"1":2,"2":"EN ISO 13468 EN 16153 EN 410"}' style="overflow:hidden;padding:0px 3px 0px 3px;vertical-align:bottom;text-align:center;">EN ISO 13468 EN 16153 EN 410</td> <td data-sheets-numberformat='{"1":2,"2":"0","3":1}' data-sheets-value='{"1":2,"2":"EN 410"}' style="overflow:hidden;padding:0px 3px 0px 3px;vertical-align:bottom;text-align:center;">EN 410</td> <td data-sheets-value='{"1":2,"2":"EN ISO 140-3\t\t"}' style="overflow:hidden;padding:0px 3px 0px 3px;vertical-align:bottom;text-align:center;">EN ISO 140-3 </td> </tr> <tr style="height:20px;"> <td data-sheets-value='{"1":2,"2":"Material"}' style="border-bottom:1px solid #000000;overflow:hidden;padding:0px 3px 0px 3px;vertical-align:bottom;background-color:#000000;font-weight:bold;color:#ffffff;">Material</td> <td data-sheets-value='{"1":2,"2":"Walls"}' style="border-bottom:1px solid #000000;overflow:hidden;padding:0px 3px 0px 3px;vertical-align:bottom;background-color:#000000;font-weight:bold;color:#ffffff;">Walls</td> <td data-sheets-value='{"1":2,"2":"Shells"}' style="border-bottom:1px solid #000000;overflow:hidden;padding:0px 3px 0px 3px;vertical-align:bottom;background-color:#000000;font-weight:bold;color:#ffffff;">Shells</td> <td data-sheets-numberformat='{"1":2,"2":"0.00","3":1}' data-sheets-value='{"1":2,"2":"(W/m²K)\t"}' style="border-bottom:1px solid #000000;overflow:hidden;padding:0px 3px 0px 3px;vertical-align:bottom;background-color:#000000;font-weight:bold;color:#ffffff;text-align:center;">(W/m²K) </td> <td data-sheets-numberformat='{"1":2,"2":"0","3":1}' data-sheets-value='{"1":2,"2":"(%)"}' style="border-bottom:1px solid #000000;overflow:hidden;padding:0px 3px 0px 3px;vertical-align:bottom;background-color:#000000;font-weight:bold;color:#ffffff;text-align:center;">(%)</td> <td data-sheets-numberformat='{"1":2,"2":"0","3":1}' data-sheets-value='{"1":2,"2":"(%)"}' style="border-bottom:1px solid #000000;overflow:hidden;padding:0px 3px 0px 3px;vertical-align:bottom;background-color:#000000;font-weight:bold;color:#ffffff;text-align:center;">(%)</td> <td data-sheets-value='{"1":2,"2":"(dB)"}' style="border-bottom:1px solid #000000;overflow:hidden;padding:0px 3px 0px 3px;vertical-align:bottom;background-color:#000000;font-weight:bold;color:#ffffff;text-align:center;">(dB)</td> </tr> <tr style="height:20px;"> <td data-sheets-value='{"1":2,"2":"Acrylic"}' style="border-left:1px solid #000000;overflow:hidden;padding:0px 3px 0px 3px;vertical-align:bottom;font-weight:bold;">Acrylic</td> <td data-sheets-value='{"1":2,"2":"Single-walled"}' style="overflow:hidden;padding:0px 3px 0px 3px;vertical-align:bottom;font-weight:bold;">Single-walled</td> <td data-sheets-value='{"1":2,"2":"Clear (H)"}' style="border-right:1px solid #000000;overflow:hidden;padding:0px 3px 0px 3px;vertical-align:bottom;font-weight:bold;">Clear (H)</td> <td data-sheets-numberformat='{"1":2,"2":"0.00","3":1}' data-sheets-value='{"1":3,"3":5.17}' style="overflow:hidden;padding:0px 3px 0px 3px;vertical-align:bottom;text-align:center;">5.17</td> <td data-sheets-numberformat='{"1":2,"2":"0","3":1}' data-sheets-value='{"1":3,"3":90}' style="overflow:hidden;padding:0px 3px 0px 3px;vertical-align:bottom;text-align:center;">90</td> <td data-sheets-numberformat='{"1":2,"2":"0","3":1}' data-sheets-value='{"1":3,"3":87}' style="overflow:hidden;padding:0px 3px 0px 3px;vertical-align:bottom;text-align:center;">87</td> <td data-sheets-numberformat='{"1":2,"2":"0","3":1}' data-sheets-value='{"1":2,"2":"-"}' style="border-right:1px solid #000000;overflow:hidden;padding:0px 3px 0px 3px;vertical-align:bottom;text-align:center;">-</td> </tr> <tr style="height:20px;"> <td data-sheets-value='{"1":2,"2":"PMMA"}' style="border-left:1px solid #000000;overflow:hidden;padding:0px 3px 0px 3px;vertical-align:bottom;font-weight:bold;">PMMA</td> <td data-sheets-value='{"1":2,"2":"Single-walled"}' style="overflow:hidden;padding:0px 3px 0px 3px;vertical-align:bottom;font-weight:bold;">Single-walled</td> <td data-sheets-value='{"1":2,"2":"Opal (O)"}' style="border-right:1px solid #000000;overflow:hidden;padding:0px 3px 0px 3px;vertical-align:bottom;font-weight:bold;">Opal (O)</td> <td data-sheets-numberformat='{"1":2,"2":"0.00","3":1}' data-sheets-value='{"1":3,"3":5.17}' style="overflow:hidden;padding:0px 3px 0px 3px;vertical-align:bottom;text-align:center;">5.17</td> <td data-sheets-numberformat='{"1":2,"2":"0","3":1}' data-sheets-value='{"1":3,"3":83}' style="overflow:hidden;padding:0px 3px 0px 3px;vertical-align:bottom;text-align:center;">83</td> <td data-sheets-numberformat='{"1":2,"2":"0","3":1}' data-sheets-value='{"1":3,"3":76}' style="overflow:hidden;padding:0px 3px 0px 3px;vertical-align:bottom;text-align:center;">76</td> <td data-sheets-numberformat='{"1":2,"2":"0","3":1}' data-sheets-value='{"1":2,"2":"-"}' style="border-right:1px solid #000000;overflow:hidden;padding:0px 3px 0px 3px;vertical-align:bottom;text-align:center;">-</td> </tr> <tr style="height:20px;"> <td style="border-left:1px solid #000000;overflow:hidden;padding:0px 3px 0px 3px;vertical-align:bottom;font-weight:bold;"></td> <td data-sheets-value='{"1":2,"2":"Double-walled"}' style="overflow:hidden;padding:0px 3px 0px 3px;vertical-align:bottom;font-weight:bold;">Double-walled</td> <td data-sheets-value='{"1":2,"2":"Clear (H/H)"}' style="border-right:1px solid #000000;overflow:hidden;padding:0px 3px 0px 3px;vertical-align:bottom;font-weight:bold;">Clear (H/H)</td> <td data-sheets-numberformat='{"1":2,"2":"0.00","3":1}' data-sheets-value='{"1":3,"3":2.9}' style="overflow:hidden;padding:0px 3px 0px 3px;vertical-align:bottom;text-align:center;">2.90</td> <td data-sheets-numberformat='{"1":2,"2":"0","3":1}' data-sheets-value='{"1":3,"3":81}' style="overflow:hidden;padding:0px 3px 0px 3px;vertical-align:bottom;text-align:center;">81</td> <td data-sheets-numberformat='{"1":2,"2":"0","3":1}' data-sheets-value='{"1":3,"3":75}' style="overflow:hidden;padding:0px 3px 0px 3px;vertical-align:bottom;text-align:center;">75</td> <td data-sheets-numberformat='{"1":2,"2":"0","3":1}' data-sheets-value='{"1":3,"3":20}' style="border-right:1px solid #000000;overflow:hidden;padding:0px 3px 0px 3px;vertical-align:bottom;text-align:center;">20</td> </tr> <tr style="height:20px;"> <td style="border-left:1px solid #000000;overflow:hidden;padding:0px 3px 0px 3px;vertical-align:bottom;font-weight:bold;"></td> <td data-sheets-value='{"1":2,"2":"Double-walled"}' style="overflow:hidden;padding:0px 3px 0px 3px;vertical-align:bottom;font-weight:bold;">Double-walled</td> <td data-sheets-value='{"1":2,"2":"Opal (O/O)"}' style="border-right:1px solid #000000;overflow:hidden;padding:0px 3px 0px 3px;vertical-align:bottom;font-weight:bold;">Opal (O/O)</td> <td data-sheets-numberformat='{"1":2,"2":"0.00","3":1}' data-sheets-value='{"1":3,"3":2.9}' style="overflow:hidden;padding:0px 3px 0px 3px;vertical-align:bottom;text-align:center;">2.90</td> <td data-sheets-numberformat='{"1":2,"2":"0","3":1}' data-sheets-value='{"1":3,"3":69}' style="overflow:hidden;padding:0px 3px 0px 3px;vertical-align:bottom;text-align:center;">69</td> <td data-sheets-numberformat='{"1":2,"2":"0","3":1}' data-sheets-value='{"1":3,"3":58}' style="overflow:hidden;padding:0px 3px 0px 3px;vertical-align:bottom;text-align:center;">58</td> <td data-sheets-numberformat='{"1":2,"2":"0","3":1}' data-sheets-value='{"1":3,"3":20}' style="border-right:1px solid #000000;overflow:hidden;padding:0px 3px 0px 3px;vertical-align:bottom;text-align:center;">20</td> </tr> <tr style="height:20px;"> <td style="border-left:1px solid #000000;overflow:hidden;padding:0px 3px 0px 3px;vertical-align:bottom;font-weight:bold;"></td> <td data-sheets-value='{"1":2,"2":"Triple-walled"}' style="overflow:hidden;padding:0px 3px 0px 3px;vertical-align:bottom;font-weight:bold;">Triple-walled</td> <td data-sheets-value='{"1":2,"2":"Clear (H/H/H)"}' style="border-right:1px solid #000000;overflow:hidden;padding:0px 3px 0px 3px;vertical-align:bottom;font-weight:bold;">Clear (H/H/H)</td> <td data-sheets-numberformat='{"1":2,"2":"0.00","3":1}' data-sheets-value='{"1":3,"3":1.7}' style="overflow:hidden;padding:0px 3px 0px 3px;vertical-align:bottom;text-align:center;">1.70</td> <td data-sheets-numberformat='{"1":2,"2":"0","3":1}' data-sheets-value='{"1":3,"3":73}' style="overflow:hidden;padding:0px 3px 0px 3px;vertical-align:bottom;text-align:center;">73</td> <td data-sheets-numberformat='{"1":2,"2":"0","3":1}' data-sheets-value='{"1":3,"3":65}' style="overflow:hidden;padding:0px 3px 0px 3px;vertical-align:bottom;text-align:center;">65</td> <td data-sheets-numberformat='{"1":2,"2":"0","3":1}' data-sheets-value='{"1":3,"3":22}' style="border-right:1px solid #000000;overflow:hidden;padding:0px 3px 0px 3px;vertical-align:bottom;text-align:center;">22</td> </tr> <tr style="height:20px;"> <td style="border-left:1px solid #000000;overflow:hidden;padding:0px 3px 0px 3px;vertical-align:bottom;font-weight:bold;"></td> <td data-sheets-value='{"1":2,"2":"Triple-walled"}' style="overflow:hidden;padding:0px 3px 0px 3px;vertical-align:bottom;font-weight:bold;">Triple-walled</td> <td data-sheets-value='{"1":2,"2":"Opal (O/H/O)"}' style="border-right:1px solid #000000;overflow:hidden;padding:0px 3px 0px 3px;vertical-align:bottom;font-weight:bold;">Opal (O/H/O)</td> <td data-sheets-numberformat='{"1":2,"2":"0.00","3":1}' data-sheets-value='{"1":3,"3":1.7}' style="overflow:hidden;padding:0px 3px 0px 3px;vertical-align:bottom;text-align:center;">1.70</td> <td data-sheets-numberformat='{"1":2,"2":"0","3":1}' data-sheets-value='{"1":3,"3":62}' style="overflow:hidden;padding:0px 3px 0px 3px;vertical-align:bottom;text-align:center;">62</td> <td data-sheets-numberformat='{"1":2,"2":"0","3":1}' data-sheets-value='{"1":3,"3":51}' style="overflow:hidden;padding:0px 3px 0px 3px;vertical-align:bottom;text-align:center;">51</td> <td data-sheets-numberformat='{"1":2,"2":"0","3":1}' data-sheets-value='{"1":3,"3":22}' style="border-right:1px solid #000000;overflow:hidden;padding:0px 3px 0px 3px;vertical-align:bottom;text-align:center;">22</td> </tr> <tr style="height:20px;"> <td style="border-left:1px solid #000000;overflow:hidden;padding:0px 3px 0px 3px;vertical-align:bottom;font-weight:bold;"></td> <td data-sheets-value='{"1":2,"2":"Four-walled"}' style="overflow:hidden;padding:0px 3px 0px 3px;vertical-align:bottom;font-weight:bold;">Four-walled</td> <td data-sheets-value='{"1":2,"2":"Clear (H/H/H/H)"}' style="border-right:1px solid #000000;overflow:hidden;padding:0px 3px 0px 3px;vertical-align:bottom;font-weight:bold;">Clear (H/H/H/H)</td> <td data-sheets-numberformat='{"1":2,"2":"0.00","3":1}' data-sheets-value='{"1":3,"3":1.28}' style="overflow:hidden;padding:0px 3px 0px 3px;vertical-align:bottom;text-align:center;">1.28</td> <td data-sheets-numberformat='{"1":2,"2":"0","3":1}' data-sheets-value='{"1":3,"3":64}' style="overflow:hidden;padding:0px 3px 0px 3px;vertical-align:bottom;text-align:center;">64</td> <td data-sheets-numberformat='{"1":2,"2":"0","3":1}' data-sheets-value='{"1":3,"3":54}' style="overflow:hidden;padding:0px 3px 0px 3px;vertical-align:bottom;text-align:center;">54</td> <td data-sheets-numberformat='{"1":2,"2":"0","3":1}' data-sheets-value='{"1":3,"3":23}' style="border-right:1px solid #000000;overflow:hidden;padding:0px 3px 0px 3px;vertical-align:bottom;text-align:center;">23</td> </tr> <tr style="height:20px;"> <td style="border-bottom:1px solid #000000;border-left:1px solid #000000;overflow:hidden;padding:0px 3px 0px 3px;vertical-align:bottom;"></td> <td data-sheets-value='{"1":2,"2":"Four-walled"}' style="border-bottom:1px solid #000000;overflow:hidden;padding:0px 3px 0px 3px;vertical-align:bottom;font-weight:bold;">Four-walled</td> <td data-sheets-value='{"1":2,"2":"Opal (H/H/O/H)"}' style="border-right:1px solid #000000;border-bottom:1px solid #000000;overflow:hidden;padding:0px 3px 0px 3px;vertical-align:bottom;font-weight:bold;">Opal (H/H/O/H)</td> <td data-sheets-numberformat='{"1":2,"2":"0.00","3":1}' data-sheets-value='{"1":3,"3":1.28}' style="border-bottom:1px solid #000000;overflow:hidden;padding:0px 3px 0px 3px;vertical-align:bottom;text-align:center;">1.28</td> <td data-sheets-numberformat='{"1":2,"2":"0","3":1}' data-sheets-value='{"1":3,"3":59}' style="border-bottom:1px solid #000000;overflow:hidden;padding:0px 3px 0px 3px;vertical-align:bottom;text-align:center;">59</td> <td data-sheets-numberformat='{"1":2,"2":"0","3":1}' data-sheets-value='{"1":3,"3":48}' style="border-bottom:1px solid #000000;overflow:hidden;padding:0px 3px 0px 3px;vertical-align:bottom;text-align:center;">48</td> <td data-sheets-numberformat='{"1":2,"2":"0","3":1}' data-sheets-value='{"1":3,"3":23}' style="border-right:1px solid #000000;border-bottom:1px solid #000000;overflow:hidden;padding:0px 3px 0px 3px;vertical-align:bottom;text-align:center;">23</td> </tr> <tr style="height:20px;"> <td data-sheets-value='{"1":2,"2":"Polycarbonate "}' style="border-left:1px solid #000000;overflow:hidden;padding:0px 3px 0px 3px;vertical-align:bottom;font-weight:bold;">Polycarbonate </td> <td data-sheets-value='{"1":2,"2":"Single-walled"}' style="overflow:hidden;padding:0px 3px 0px 3px;vertical-align:bottom;font-weight:bold;">Single-walled</td> <td data-sheets-value='{"1":2,"2":"Clear (A)"}' style="border-right:1px solid #000000;overflow:hidden;padding:0px 3px 0px 3px;vertical-align:bottom;font-weight:bold;">Clear (A)</td> <td data-sheets-numberformat='{"1":2,"2":"0.00","3":1}' data-sheets-value='{"1":3,"3":5.17}' style="overflow:hidden;padding:0px 3px 0px 3px;vertical-align:bottom;text-align:center;">5.17</td> <td data-sheets-numberformat='{"1":2,"2":"0","3":1}' data-sheets-value='{"1":3,"3":88}' style="overflow:hidden;padding:0px 3px 0px 3px;vertical-align:bottom;text-align:center;">88</td> <td data-sheets-numberformat='{"1":2,"2":"0","3":1}' data-sheets-value='{"1":3,"3":83}' style="overflow:hidden;padding:0px 3px 0px 3px;vertical-align:bottom;text-align:center;">83</td> <td data-sheets-numberformat='{"1":2,"2":"0","3":1}' data-sheets-value='{"1":2,"2":"-"}' style="border-right:1px solid #000000;overflow:hidden;padding:0px 3px 0px 3px;vertical-align:bottom;text-align:center;">-</td> </tr> <tr style="height:20px;"> <td data-sheets-value='{"1":2,"2":"PC"}' style="border-left:1px solid #000000;overflow:hidden;padding:0px 3px 0px 3px;vertical-align:bottom;font-weight:bold;">PC</td> <td data-sheets-value='{"1":2,"2":"Single-walled"}' style="overflow:hidden;padding:0px 3px 0px 3px;vertical-align:bottom;font-weight:bold;">Single-walled</td> <td data-sheets-value='{"1":2,"2":"Opal (D)"}' style="border-right:1px solid #000000;overflow:hidden;padding:0px 3px 0px 3px;vertical-align:bottom;font-weight:bold;">Opal (D)</td> <td data-sheets-numberformat='{"1":2,"2":"0.00","3":1}' data-sheets-value='{"1":3,"3":5.17}' style="overflow:hidden;padding:0px 3px 0px 3px;vertical-align:bottom;text-align:center;">5.17</td> <td data-sheets-numberformat='{"1":2,"2":"0","3":1}' data-sheets-value='{"1":3,"3":58}' style="overflow:hidden;padding:0px 3px 0px 3px;vertical-align:bottom;text-align:center;">58</td> <td data-sheets-numberformat='{"1":2,"2":"0","3":1}' data-sheets-value='{"1":3,"3":60}' style="overflow:hidden;padding:0px 3px 0px 3px;vertical-align:bottom;text-align:center;">60</td> <td data-sheets-numberformat='{"1":2,"2":"0","3":1}' data-sheets-value='{"1":2,"2":"-"}' style="border-right:1px solid #000000;overflow:hidden;padding:0px 3px 0px 3px;vertical-align:bottom;text-align:center;">-</td> </tr> <tr style="height:20px;"> <td style="border-left:1px solid #000000;overflow:hidden;padding:0px 3px 0px 3px;vertical-align:bottom;font-weight:bold;"></td> <td data-sheets-value='{"1":2,"2":"Double-walled"}' style="overflow:hidden;padding:0px 3px 0px 3px;vertical-align:bottom;font-weight:bold;">Double-walled</td> <td data-sheets-value='{"1":2,"2":"Clear (A/H)"}' style="border-right:1px solid #000000;overflow:hidden;padding:0px 3px 0px 3px;vertical-align:bottom;font-weight:bold;">Clear (A/H)</td> <td data-sheets-numberformat='{"1":2,"2":"0.00","3":1}' data-sheets-value='{"1":3,"3":2.9}' style="overflow:hidden;padding:0px 3px 0px 3px;vertical-align:bottom;text-align:center;">2.90</td> <td data-sheets-numberformat='{"1":2,"2":"0","3":1}' data-sheets-value='{"1":3,"3":79}' style="overflow:hidden;padding:0px 3px 0px 3px;vertical-align:bottom;text-align:center;">79</td> <td data-sheets-numberformat='{"1":2,"2":"0","3":1}' data-sheets-value='{"1":3,"3":72}' style="overflow:hidden;padding:0px 3px 0px 3px;vertical-align:bottom;text-align:center;">72</td> <td data-sheets-numberformat='{"1":2,"2":"0","3":1}' data-sheets-value='{"1":3,"3":20}' style="border-right:1px solid #000000;overflow:hidden;padding:0px 3px 0px 3px;vertical-align:bottom;text-align:center;">20</td> </tr> <tr style="height:20px;"> <td style="border-left:1px solid #000000;overflow:hidden;padding:0px 3px 0px 3px;vertical-align:bottom;font-weight:bold;"></td> <td data-sheets-value='{"1":2,"2":"Double-walled"}' style="overflow:hidden;padding:0px 3px 0px 3px;vertical-align:bottom;font-weight:bold;">Double-walled</td> <td data-sheets-value='{"1":2,"2":"Clear (A/A)"}' style="border-right:1px solid #000000;overflow:hidden;padding:0px 3px 0px 3px;vertical-align:bottom;font-weight:bold;">Clear (A/A)</td> <td data-sheets-numberformat='{"1":2,"2":"0.00","3":1}' data-sheets-value='{"1":3,"3":2.9}' style="overflow:hidden;padding:0px 3px 0px 3px;vertical-align:bottom;text-align:center;">2.90</td> <td data-sheets-numberformat='{"1":2,"2":"0","3":1}' data-sheets-value='{"1":3,"3":77}' style="overflow:hidden;padding:0px 3px 0px 3px;vertical-align:bottom;text-align:center;">77</td> <td data-sheets-numberformat='{"1":2,"2":"0","3":1}' data-sheets-value='{"1":3,"3":69}' style="overflow:hidden;padding:0px 3px 0px 3px;vertical-align:bottom;text-align:center;">69</td> <td data-sheets-numberformat='{"1":2,"2":"0","3":1}' data-sheets-value='{"1":3,"3":20}' style="border-right:1px solid #000000;overflow:hidden;padding:0px 3px 0px 3px;vertical-align:bottom;text-align:center;">20</td> </tr> <tr style="height:20px;"> <td style="border-left:1px solid #000000;overflow:hidden;padding:0px 3px 0px 3px;vertical-align:bottom;font-weight:bold;"></td> <td data-sheets-value='{"1":2,"2":"Double-walled"}' style="overflow:hidden;padding:0px 3px 0px 3px;vertical-align:bottom;font-weight:bold;">Double-walled</td> <td data-sheets-value='{"1":2,"2":"Opal (A/O)"}' style="border-right:1px solid #000000;overflow:hidden;padding:0px 3px 0px 3px;vertical-align:bottom;font-weight:bold;">Opal (A/O)</td> <td data-sheets-numberformat='{"1":2,"2":"0.00","3":1}' data-sheets-value='{"1":3,"3":2.9}' style="overflow:hidden;padding:0px 3px 0px 3px;vertical-align:bottom;text-align:center;">2.90</td> <td data-sheets-numberformat='{"1":2,"2":"0","3":1}' data-sheets-value='{"1":3,"3":73}' style="overflow:hidden;padding:0px 3px 0px 3px;vertical-align:bottom;text-align:center;">73</td> <td data-sheets-numberformat='{"1":2,"2":"0","3":1}' data-sheets-value='{"1":3,"3":63}' style="overflow:hidden;padding:0px 3px 0px 3px;vertical-align:bottom;text-align:center;">63</td> <td data-sheets-numberformat='{"1":2,"2":"0","3":1}' data-sheets-value='{"1":3,"3":20}' style="border-right:1px solid #000000;overflow:hidden;padding:0px 3px 0px 3px;vertical-align:bottom;text-align:center;">20</td> </tr> <tr style="height:20px;"> <td style="border-left:1px solid #000000;overflow:hidden;padding:0px 3px 0px 3px;vertical-align:bottom;font-weight:bold;"></td> <td data-sheets-value='{"1":2,"2":"Double-walled"}' style="overflow:hidden;padding:0px 3px 0px 3px;vertical-align:bottom;font-weight:bold;">Double-walled</td> <td data-sheets-value='{"1":2,"2":"Opal (A/D)"}' style="border-right:1px solid #000000;overflow:hidden;padding:0px 3px 0px 3px;vertical-align:bottom;font-weight:bold;">Opal (A/D)</td> <td data-sheets-numberformat='{"1":2,"2":"0.00","3":1}' data-sheets-value='{"1":3,"3":2.9}' style="overflow:hidden;padding:0px 3px 0px 3px;vertical-align:bottom;text-align:center;">2.90</td> <td data-sheets-numberformat='{"1":2,"2":"0","3":1}' data-sheets-value='{"1":3,"3":51}' style="overflow:hidden;padding:0px 3px 0px 3px;vertical-align:bottom;text-align:center;">51</td> <td data-sheets-numberformat='{"1":2,"2":"0","3":1}' data-sheets-value='{"1":3,"3":50}' style="overflow:hidden;padding:0px 3px 0px 3px;vertical-align:bottom;text-align:center;">50</td> <td data-sheets-numberformat='{"1":2,"2":"0","3":1}' data-sheets-value='{"1":3,"3":20}' style="border-right:1px solid #000000;overflow:hidden;padding:0px 3px 0px 3px;vertical-align:bottom;text-align:center;">20</td> </tr> <tr style="height:20px;"> <td style="border-left:1px solid #000000;overflow:hidden;padding:0px 3px 0px 3px;vertical-align:bottom;font-weight:bold;"></td> <td data-sheets-value='{"1":2,"2":"Triple-walled"}' style="overflow:hidden;padding:0px 3px 0px 3px;vertical-align:bottom;font-weight:bold;">Triple-walled</td> <td data-sheets-value='{"1":2,"2":"Clear (A/H/H)"}' style="border-right:1px solid #000000;overflow:hidden;padding:0px 3px 0px 3px;vertical-align:bottom;font-weight:bold;">Clear (A/H/H)</td> <td data-sheets-numberformat='{"1":2,"2":"0.00","3":1}' data-sheets-value='{"1":3,"3":1.7}' style="overflow:hidden;padding:0px 3px 0px 3px;vertical-align:bottom;text-align:center;">1.70</td> <td data-sheets-numberformat='{"1":2,"2":"0","3":1}' data-sheets-value='{"1":3,"3":71}' style="overflow:hidden;padding:0px 3px 0px 3px;vertical-align:bottom;text-align:center;">71</td> <td data-sheets-numberformat='{"1":2,"2":"0","3":1}' data-sheets-value='{"1":3,"3":63}' style="overflow:hidden;padding:0px 3px 0px 3px;vertical-align:bottom;text-align:center;">63</td> <td data-sheets-numberformat='{"1":2,"2":"0","3":1}' data-sheets-value='{"1":3,"3":22}' style="border-right:1px solid #000000;overflow:hidden;padding:0px 3px 0px 3px;vertical-align:bottom;text-align:center;">22</td> </tr> <tr style="height:20px;"> <td style="border-left:1px solid #000000;overflow:hidden;padding:0px 3px 0px 3px;vertical-align:bottom;font-weight:bold;"></td> <td data-sheets-value='{"1":2,"2":"Triple-walled"}' style="overflow:hidden;padding:0px 3px 0px 3px;vertical-align:bottom;font-weight:bold;">Triple-walled</td> <td data-sheets-value='{"1":2,"2":"Opal (A/O/O)"}' style="border-right:1px solid #000000;overflow:hidden;padding:0px 3px 0px 3px;vertical-align:bottom;font-weight:bold;">Opal (A/O/O)</td> <td data-sheets-numberformat='{"1":2,"2":"0.00","3":1}' data-sheets-value='{"1":3,"3":1.7}' style="overflow:hidden;padding:0px 3px 0px 3px;vertical-align:bottom;text-align:center;">1.70</td> <td data-sheets-numberformat='{"1":2,"2":"0","3":1}' data-sheets-value='{"1":3,"3":61}' style="overflow:hidden;padding:0px 3px 0px 3px;vertical-align:bottom;text-align:center;">61</td> <td data-sheets-numberformat='{"1":2,"2":"0","3":1}' data-sheets-value='{"1":3,"3":48}' style="overflow:hidden;padding:0px 3px 0px 3px;vertical-align:bottom;text-align:center;">48</td> <td data-sheets-numberformat='{"1":2,"2":"0","3":1}' data-sheets-value='{"1":3,"3":22}' style="border-right:1px solid #000000;overflow:hidden;padding:0px 3px 0px 3px;vertical-align:bottom;text-align:center;">22</td> </tr> <tr style="height:20px;"> <td style="border-left:1px solid #000000;overflow:hidden;padding:0px 3px 0px 3px;vertical-align:bottom;font-weight:bold;"></td> <td data-sheets-value='{"1":2,"2":"Four-walled"}' style="overflow:hidden;padding:0px 3px 0px 3px;vertical-align:bottom;font-weight:bold;">Four-walled</td> <td data-sheets-value='{"1":2,"2":"Clear (A/H/H/H)"}' style="border-right:1px solid #000000;overflow:hidden;padding:0px 3px 0px 3px;vertical-align:bottom;font-weight:bold;">Clear (A/H/H/H)</td> <td data-sheets-numberformat='{"1":2,"2":"0.00","3":1}' data-sheets-value='{"1":3,"3":1.28}' style="overflow:hidden;padding:0px 3px 0px 3px;vertical-align:bottom;text-align:center;">1.28</td> <td data-sheets-numberformat='{"1":2,"2":"0","3":1}' data-sheets-value='{"1":3,"3":64}' style="overflow:hidden;padding:0px 3px 0px 3px;vertical-align:bottom;text-align:center;">64</td> <td data-sheets-numberformat='{"1":2,"2":"0","3":1}' data-sheets-value='{"1":3,"3":52}' style="overflow:hidden;padding:0px 3px 0px 3px;vertical-align:bottom;text-align:center;">52</td> <td data-sheets-numberformat='{"1":2,"2":"0","3":1}' data-sheets-value='{"1":3,"3":23}' style="border-right:1px solid #000000;overflow:hidden;padding:0px 3px 0px 3px;vertical-align:bottom;text-align:center;">23</td> </tr> <tr style="height:20px;"> <td style="border-bottom:1px solid #000000;border-left:1px solid #000000;overflow:hidden;padding:0px 3px 0px 3px;vertical-align:bottom;"></td> <td data-sheets-value='{"1":2,"2":"Four-walled"}' style="border-bottom:1px solid #000000;overflow:hidden;padding:0px 3px 0px 3px;vertical-align:bottom;font-weight:bold;">Four-walled</td> <td data-sheets-value='{"1":2,"2":"Opal (A/H/O/H)"}' style="border-right:1px solid #000000;border-bottom:1px solid #000000;overflow:hidden;padding:0px 3px 0px 3px;vertical-align:bottom;font-weight:bold;">Opal (A/H/O/H)</td> <td data-sheets-numberformat='{"1":2,"2":"0.00","3":1}' data-sheets-value='{"1":3,"3":1.28}' style="border-bottom:1px solid #000000;overflow:hidden;padding:0px 3px 0px 3px;vertical-align:bottom;text-align:center;">1.28</td> <td data-sheets-numberformat='{"1":2,"2":"0","3":1}' data-sheets-value='{"1":3,"3":59}' style="border-bottom:1px solid #000000;overflow:hidden;padding:0px 3px 0px 3px;vertical-align:bottom;text-align:center;">59</td> <td data-sheets-numberformat='{"1":2,"2":"0","3":1}' data-sheets-value='{"1":3,"3":46}' style="border-bottom:1px solid #000000;overflow:hidden;padding:0px 3px 0px 3px;vertical-align:bottom;text-align:center;">46</td> <td data-sheets-numberformat='{"1":2,"2":"0","3":1}' data-sheets-value='{"1":3,"3":23}' style="border-right:1px solid #000000;border-bottom:1px solid #000000;overflow:hidden;padding:0px 3px 0px 3px;vertical-align:bottom;text-align:center;">23</td> </tr> <tr style="height:20px;"> <td data-sheets-value='{"1":2,"2":"Polycarbonate"}' style="border-left:1px solid #000000;overflow:hidden;padding:0px 3px 0px 3px;vertical-align:bottom;font-weight:bold;">Polycarbonate</td> <td data-sheets-value='{"1":2,"2":"Single-walled"}' style="overflow:hidden;padding:0px 3px 0px 3px;vertical-align:bottom;font-weight:bold;">Single-walled</td> <td data-sheets-value='{"1":2,"2":"Heatstop Opal (T)"}' style="border-right:1px solid #000000;overflow:hidden;padding:0px 3px 0px 3px;vertical-align:bottom;font-weight:bold;">Heatstop Opal (T)</td> <td data-sheets-numberformat='{"1":2,"2":"0.00","3":1}' data-sheets-value='{"1":3,"3":5.17}' style="overflow:hidden;padding:0px 3px 0px 3px;vertical-align:bottom;text-align:center;">5.17</td> <td data-sheets-numberformat='{"1":2,"2":"0","3":1}' data-sheets-value='{"1":3,"3":49}' style="overflow:hidden;padding:0px 3px 0px 3px;vertical-align:bottom;text-align:center;">49</td> <td data-sheets-numberformat='{"1":2,"2":"0","3":1}' data-sheets-value='{"1":3,"3":59}' style="overflow:hidden;padding:0px 3px 0px 3px;vertical-align:bottom;text-align:center;">59</td> <td data-sheets-numberformat='{"1":2,"2":"0","3":1}' data-sheets-value='{"1":2,"2":"-"}' style="border-right:1px solid #000000;overflow:hidden;padding:0px 3px 0px 3px;vertical-align:bottom;text-align:center;">-</td> </tr> <tr style="height:20px;"> <td data-sheets-value='{"1":2,"2":"Heatstop PC"}' style="border-left:1px solid #000000;overflow:hidden;padding:0px 3px 0px 3px;vertical-align:bottom;font-weight:bold;">Heatstop PC</td> <td data-sheets-value='{"1":2,"2":"Double-walled"}' style="overflow:hidden;padding:0px 3px 0px 3px;vertical-align:bottom;font-weight:bold;">Double-walled</td> <td data-sheets-value='{"1":2,"2":"Clear (T/H)"}' style="border-right:1px solid #000000;overflow:hidden;padding:0px 3px 0px 3px;vertical-align:bottom;font-weight:bold;">Clear (T/H)</td> <td data-sheets-numberformat='{"1":2,"2":"0.00","3":1}' data-sheets-value='{"1":3,"3":2.9}' style="overflow:hidden;padding:0px 3px 0px 3px;vertical-align:bottom;text-align:center;">2.90</td> <td data-sheets-numberformat='{"1":2,"2":"0","3":1}' data-sheets-value='{"1":3,"3":44}' style="overflow:hidden;padding:0px 3px 0px 3px;vertical-align:bottom;text-align:center;">44</td> <td data-sheets-numberformat='{"1":2,"2":"0","3":1}' data-sheets-value='{"1":3,"3":51}' style="overflow:hidden;padding:0px 3px 0px 3px;vertical-align:bottom;text-align:center;">51</td> <td data-sheets-numberformat='{"1":2,"2":"0","3":1}' data-sheets-value='{"1":3,"3":20}' style="border-right:1px solid #000000;overflow:hidden;padding:0px 3px 0px 3px;vertical-align:bottom;text-align:center;">20</td> </tr> <tr style="height:20px;"> <td style="border-left:1px solid #000000;overflow:hidden;padding:0px 3px 0px 3px;vertical-align:bottom;font-weight:bold;"></td> <td data-sheets-value='{"1":2,"2":"Double-walled"}' style="overflow:hidden;padding:0px 3px 0px 3px;vertical-align:bottom;font-weight:bold;">Double-walled</td> <td data-sheets-value='{"1":2,"2":"Opal (T/O)"}' style="border-right:1px solid #000000;overflow:hidden;padding:0px 3px 0px 3px;vertical-align:bottom;font-weight:bold;">Opal (T/O)</td> <td data-sheets-numberformat='{"1":2,"2":"0.00","3":1}' data-sheets-value='{"1":3,"3":2.9}' style="overflow:hidden;padding:0px 3px 0px 3px;vertical-align:bottom;text-align:center;">2.90</td> <td data-sheets-numberformat='{"1":2,"2":"0","3":1}' data-sheets-value='{"1":3,"3":41}' style="overflow:hidden;padding:0px 3px 0px 3px;vertical-align:bottom;text-align:center;">41</td> <td data-sheets-numberformat='{"1":2,"2":"0","3":1}' data-sheets-value='{"1":3,"3":45}' style="overflow:hidden;padding:0px 3px 0px 3px;vertical-align:bottom;text-align:center;">45</td> <td data-sheets-numberformat='{"1":2,"2":"0","3":1}' data-sheets-value='{"1":3,"3":20}' style="border-right:1px solid #000000;overflow:hidden;padding:0px 3px 0px 3px;vertical-align:bottom;text-align:center;">20</td> </tr> <tr style="height:20px;"> <td style="border-left:1px solid #000000;overflow:hidden;padding:0px 3px 0px 3px;vertical-align:bottom;font-weight:bold;"></td> <td data-sheets-value='{"1":2,"2":"Triple-walled"}' style="overflow:hidden; | skylux-160-ce-met-koepel-en-polyester-opstand-30-20-met-lm-motor-1300-x-2200-mm | 8586011181389 | 46872308056397
Smoke and heat exhaust (SHEV) | SHE system | Skylux | Skylux 160° CE with skylight and polyester curb 30/20 with LM-actuator 1300 x 2300 mm |  | 35232 | 5412970352327 | 6361 | Yes | 30-45 | 92.43 | 1300 x 2300 mm | 2300 | 1300 |  | polyester 30/20 (30 cm high & roof opening = 20 cm larger than daylight size) | Rectangular | 5.17 W/m²K - 1.28 W/m²K | 87% - 32% | 90% - 32% | 20dB - 23dB | 160° CE (for industry) | skylight | without spoiler | E | Single actuator | Maximum four-walled skylight possible for this product | Ut-value LT-value g-value Rw-value EN 1873 : 2014 EN ISO 13468 EN 16153 EN 410 EN 410 EN ISO 140-3 Material Walls Shells (W/m²K) (%) (%) (dB) Acrylic Single-walled Clear (H) 5.17 90 87 - PMMA Single-walled Opal (O) 5.17 83 76 - Double-walled Clear (H/H) 2.90 81 75 20 Double-walled Opal (O/O) 2.90 69 58 20 Triple-walled Clear (H/H/H) 1.70 73 65 22 Triple-walled Opal (O/H/O) 1.70 62 51 22 Four-walled Clear (H/H/H/H) 1.28 64 54 23 Four-walled Opal (H/H/O/H) 1.28 59 48 23 Polycarbonate Single-walled Clear (A) 5.17 88 83 - PC Single-walled Opal (D) 5.17 58 60 - Double-walled Clear (A/H) 2.90 79 72 20 Double-walled Clear (A/A) 2.90 77 69 20 Double-walled Opal (A/O) 2.90 73 63 20 Double-walled Opal (A/D) 2.90 51 50 20 Triple-walled Clear (A/H/H) 1.70 71 63 22 Triple-walled Opal (A/O/O) 1.70 61 48 22 Four-walled Clear (A/H/H/H) 1.28 64 52 23 Four-walled Opal (A/H/O/H) 1.28 59 46 23 Polycarbonate Single-walled Heatstop Opal (T) 5.17 49 59 - Heatstop PC Double-walled Clear (T/H) 2.90 44 51 20 Double-walled Opal (T/O) 2.90 41 45 20 Triple-walled Clear (T/H/H) 1.70 40 <td data-sheets-numberformat='{"1":2,"2":"0","3":1}' data-sheets-value='{"1":3,"3":44}' style="overflow:hidden;paddin | https://skylux.eu/en/products/skylux-160-ce-met-koepel-en-polyester-opstand-30-20-met-lm-motor-1300-x-2300-mm | https://skylux.eu/cdn/shop/files/Skylux-160deg-CE-met-koepel-en-polyester-opstand-3020-met-LM-motor-1300-x-2300-mm-RWA-systeem.jpg?v=1702977974&width=1600 | https://skylux.eu/cdn/shop/files/e5a82811-1bb0-48e4-a776-cacb59c7c092_4b5599dc-018a-4e2a-9baa-c8fad996b8f8.jpg?v=1688550518&width=1600 | //skylux.eu/cdn/shop/files/E_MH_Mounting_instructions_Skylux_160_CE_LM.pdf?v=12406716259046007223 | //skylux.eu/cdn/shop/files/E_TD_Technical_File_Skylux_Skylux_160_CE_Electric.pdf?v=3667116872303399239 | <style type="text/css" id="isPasted"> <!--td { border: 1px solid #cccccc; } br { mso-data-placement: same-cell; } --> </style> <table border="1" cellpadding="0" cellspacing="0" dir="ltr" style="table-layout:fixed;font-size:10pt;font-family:Arial;border-collapse:collapse;border:none;"><tbody> <tr style="height:20px;"> <td style="overflow:hidden;padding:0px 3px 0px 3px;vertical-align:bottom;"></td> <td style="overflow:hidden;padding:0px 3px 0px 3px;vertical-align:bottom;"></td> <td style="overflow:hidden;padding:0px 3px 0px 3px;vertical-align:bottom;"></td> <td data-sheets-value='{"1":2,"2":"Ut-value"}' style="overflow:hidden;padding:0px 3px 0px 3px;vertical-align:bottom;font-weight:bold;text-align:center;">Ut-value</td> <td data-sheets-value='{"1":2,"2":"LT-value"}' style="overflow:hidden;padding:0px 3px 0px 3px;vertical-align:bottom;font-weight:bold;text-align:center;">LT-value</td> <td data-sheets-value='{"1":2,"2":"g-value"}' style="overflow:hidden;padding:0px 3px 0px 3px;vertical-align:bottom;font-weight:bold;text-align:center;">g-value</td> <td data-sheets-value='{"1":2,"2":"Rw-value "}' style="overflow:hidden;padding:0px 3px 0px 3px;vertical-align:bottom;font-weight:bold;text-align:center;">Rw-value </td> </tr> <tr style="height:20px;"> <td style="overflow:hidden;padding:0px 3px 0px 3px;vertical-align:bottom;"></td> <td style="overflow:hidden;padding:0px 3px 0px 3px;vertical-align:bottom;"></td> <td style="overflow:hidden;padding:0px 3px 0px 3px;vertical-align:bottom;"></td> <td data-sheets-numberformat='{"1":2,"2":"0.00","3":1}' data-sheets-value='{"1":2,"2":"EN 1873 : 2014"}' style="overflow:hidden;padding:0px 3px 0px 3px;vertical-align:bottom;text-align:center;">EN 1873 : 2014</td> <td data-sheets-numberformat='{"1":2,"2":"0","3":1}' data-sheets-value='{"1":2,"2":"EN ISO 13468 EN 16153 EN 410"}' style="overflow:hidden;padding:0px 3px 0px 3px;vertical-align:bottom;text-align:center;">EN ISO 13468 EN 16153 EN 410</td> <td data-sheets-numberformat='{"1":2,"2":"0","3":1}' data-sheets-value='{"1":2,"2":"EN 410"}' style="overflow:hidden;padding:0px 3px 0px 3px;vertical-align:bottom;text-align:center;">EN 410</td> <td data-sheets-value='{"1":2,"2":"EN ISO 140-3\t\t"}' style="overflow:hidden;padding:0px 3px 0px 3px;vertical-align:bottom;text-align:center;">EN ISO 140-3 </td> </tr> <tr style="height:20px;"> <td data-sheets-value='{"1":2,"2":"Material"}' style="border-bottom:1px solid #000000;overflow:hidden;padding:0px 3px 0px 3px;vertical-align:bottom;background-color:#000000;font-weight:bold;color:#ffffff;">Material</td> <td data-sheets-value='{"1":2,"2":"Walls"}' style="border-bottom:1px solid #000000;overflow:hidden;padding:0px 3px 0px 3px;vertical-align:bottom;background-color:#000000;font-weight:bold;color:#ffffff;">Walls</td> <td data-sheets-value='{"1":2,"2":"Shells"}' style="border-bottom:1px solid #000000;overflow:hidden;padding:0px 3px 0px 3px;vertical-align:bottom;background-color:#000000;font-weight:bold;color:#ffffff;">Shells</td> <td data-sheets-numberformat='{"1":2,"2":"0.00","3":1}' data-sheets-value='{"1":2,"2":"(W/m²K)\t"}' style="border-bottom:1px solid #000000;overflow:hidden;padding:0px 3px 0px 3px;vertical-align:bottom;background-color:#000000;font-weight:bold;color:#ffffff;text-align:center;">(W/m²K) </td> <td data-sheets-numberformat='{"1":2,"2":"0","3":1}' data-sheets-value='{"1":2,"2":"(%)"}' style="border-bottom:1px solid #000000;overflow:hidden;padding:0px 3px 0px 3px;vertical-align:bottom;background-color:#000000;font-weight:bold;color:#ffffff;text-align:center;">(%)</td> <td data-sheets-numberformat='{"1":2,"2":"0","3":1}' data-sheets-value='{"1":2,"2":"(%)"}' style="border-bottom:1px solid #000000;overflow:hidden;padding:0px 3px 0px 3px;vertical-align:bottom;background-color:#000000;font-weight:bold;color:#ffffff;text-align:center;">(%)</td> <td data-sheets-value='{"1":2,"2":"(dB)"}' style="border-bottom:1px solid #000000;overflow:hidden;padding:0px 3px 0px 3px;vertical-align:bottom;background-color:#000000;font-weight:bold;color:#ffffff;text-align:center;">(dB)</td> </tr> <tr style="height:20px;"> <td data-sheets-value='{"1":2,"2":"Acrylic"}' style="border-left:1px solid #000000;overflow:hidden;padding:0px 3px 0px 3px;vertical-align:bottom;font-weight:bold;">Acrylic</td> <td data-sheets-value='{"1":2,"2":"Single-walled"}' style="overflow:hidden;padding:0px 3px 0px 3px;vertical-align:bottom;font-weight:bold;">Single-walled</td> <td data-sheets-value='{"1":2,"2":"Clear (H)"}' style="border-right:1px solid #000000;overflow:hidden;padding:0px 3px 0px 3px;vertical-align:bottom;font-weight:bold;">Clear (H)</td> <td data-sheets-numberformat='{"1":2,"2":"0.00","3":1}' data-sheets-value='{"1":3,"3":5.17}' style="overflow:hidden;padding:0px 3px 0px 3px;vertical-align:bottom;text-align:center;">5.17</td> <td data-sheets-numberformat='{"1":2,"2":"0","3":1}' data-sheets-value='{"1":3,"3":90}' style="overflow:hidden;padding:0px 3px 0px 3px;vertical-align:bottom;text-align:center;">90</td> <td data-sheets-numberformat='{"1":2,"2":"0","3":1}' data-sheets-value='{"1":3,"3":87}' style="overflow:hidden;padding:0px 3px 0px 3px;vertical-align:bottom;text-align:center;">87</td> <td data-sheets-numberformat='{"1":2,"2":"0","3":1}' data-sheets-value='{"1":2,"2":"-"}' style="border-right:1px solid #000000;overflow:hidden;padding:0px 3px 0px 3px;vertical-align:bottom;text-align:center;">-</td> </tr> <tr style="height:20px;"> <td data-sheets-value='{"1":2,"2":"PMMA"}' style="border-left:1px solid #000000;overflow:hidden;padding:0px 3px 0px 3px;vertical-align:bottom;font-weight:bold;">PMMA</td> <td data-sheets-value='{"1":2,"2":"Single-walled"}' style="overflow:hidden;padding:0px 3px 0px 3px;vertical-align:bottom;font-weight:bold;">Single-walled</td> <td data-sheets-value='{"1":2,"2":"Opal (O)"}' style="border-right:1px solid #000000;overflow:hidden;padding:0px 3px 0px 3px;vertical-align:bottom;font-weight:bold;">Opal (O)</td> <td data-sheets-numberformat='{"1":2,"2":"0.00","3":1}' data-sheets-value='{"1":3,"3":5.17}' style="overflow:hidden;padding:0px 3px 0px 3px;vertical-align:bottom;text-align:center;">5.17</td> <td data-sheets-numberformat='{"1":2,"2":"0","3":1}' data-sheets-value='{"1":3,"3":83}' style="overflow:hidden;padding:0px 3px 0px 3px;vertical-align:bottom;text-align:center;">83</td> <td data-sheets-numberformat='{"1":2,"2":"0","3":1}' data-sheets-value='{"1":3,"3":76}' style="overflow:hidden;padding:0px 3px 0px 3px;vertical-align:bottom;text-align:center;">76</td> <td data-sheets-numberformat='{"1":2,"2":"0","3":1}' data-sheets-value='{"1":2,"2":"-"}' style="border-right:1px solid #000000;overflow:hidden;padding:0px 3px 0px 3px;vertical-align:bottom;text-align:center;">-</td> </tr> <tr style="height:20px;"> <td style="border-left:1px solid #000000;overflow:hidden;padding:0px 3px 0px 3px;vertical-align:bottom;font-weight:bold;"></td> <td data-sheets-value='{"1":2,"2":"Double-walled"}' style="overflow:hidden;padding:0px 3px 0px 3px;vertical-align:bottom;font-weight:bold;">Double-walled</td> <td data-sheets-value='{"1":2,"2":"Clear (H/H)"}' style="border-right:1px solid #000000;overflow:hidden;padding:0px 3px 0px 3px;vertical-align:bottom;font-weight:bold;">Clear (H/H)</td> <td data-sheets-numberformat='{"1":2,"2":"0.00","3":1}' data-sheets-value='{"1":3,"3":2.9}' style="overflow:hidden;padding:0px 3px 0px 3px;vertical-align:bottom;text-align:center;">2.90</td> <td data-sheets-numberformat='{"1":2,"2":"0","3":1}' data-sheets-value='{"1":3,"3":81}' style="overflow:hidden;padding:0px 3px 0px 3px;vertical-align:bottom;text-align:center;">81</td> <td data-sheets-numberformat='{"1":2,"2":"0","3":1}' data-sheets-value='{"1":3,"3":75}' style="overflow:hidden;padding:0px 3px 0px 3px;vertical-align:bottom;text-align:center;">75</td> <td data-sheets-numberformat='{"1":2,"2":"0","3":1}' data-sheets-value='{"1":3,"3":20}' style="border-right:1px solid #000000;overflow:hidden;padding:0px 3px 0px 3px;vertical-align:bottom;text-align:center;">20</td> </tr> <tr style="height:20px;"> <td style="border-left:1px solid #000000;overflow:hidden;padding:0px 3px 0px 3px;vertical-align:bottom;font-weight:bold;"></td> <td data-sheets-value='{"1":2,"2":"Double-walled"}' style="overflow:hidden;padding:0px 3px 0px 3px;vertical-align:bottom;font-weight:bold;">Double-walled</td> <td data-sheets-value='{"1":2,"2":"Opal (O/O)"}' style="border-right:1px solid #000000;overflow:hidden;padding:0px 3px 0px 3px;vertical-align:bottom;font-weight:bold;">Opal (O/O)</td> <td data-sheets-numberformat='{"1":2,"2":"0.00","3":1}' data-sheets-value='{"1":3,"3":2.9}' style="overflow:hidden;padding:0px 3px 0px 3px;vertical-align:bottom;text-align:center;">2.90</td> <td data-sheets-numberformat='{"1":2,"2":"0","3":1}' data-sheets-value='{"1":3,"3":69}' style="overflow:hidden;padding:0px 3px 0px 3px;vertical-align:bottom;text-align:center;">69</td> <td data-sheets-numberformat='{"1":2,"2":"0","3":1}' data-sheets-value='{"1":3,"3":58}' style="overflow:hidden;padding:0px 3px 0px 3px;vertical-align:bottom;text-align:center;">58</td> <td data-sheets-numberformat='{"1":2,"2":"0","3":1}' data-sheets-value='{"1":3,"3":20}' style="border-right:1px solid #000000;overflow:hidden;padding:0px 3px 0px 3px;vertical-align:bottom;text-align:center;">20</td> </tr> <tr style="height:20px;"> <td style="border-left:1px solid #000000;overflow:hidden;padding:0px 3px 0px 3px;vertical-align:bottom;font-weight:bold;"></td> <td data-sheets-value='{"1":2,"2":"Triple-walled"}' style="overflow:hidden;padding:0px 3px 0px 3px;vertical-align:bottom;font-weight:bold;">Triple-walled</td> <td data-sheets-value='{"1":2,"2":"Clear (H/H/H)"}' style="border-right:1px solid #000000;overflow:hidden;padding:0px 3px 0px 3px;vertical-align:bottom;font-weight:bold;">Clear (H/H/H)</td> <td data-sheets-numberformat='{"1":2,"2":"0.00","3":1}' data-sheets-value='{"1":3,"3":1.7}' style="overflow:hidden;padding:0px 3px 0px 3px;vertical-align:bottom;text-align:center;">1.70</td> <td data-sheets-numberformat='{"1":2,"2":"0","3":1}' data-sheets-value='{"1":3,"3":73}' style="overflow:hidden;padding:0px 3px 0px 3px;vertical-align:bottom;text-align:center;">73</td> <td data-sheets-numberformat='{"1":2,"2":"0","3":1}' data-sheets-value='{"1":3,"3":65}' style="overflow:hidden;padding:0px 3px 0px 3px;vertical-align:bottom;text-align:center;">65</td> <td data-sheets-numberformat='{"1":2,"2":"0","3":1}' data-sheets-value='{"1":3,"3":22}' style="border-right:1px solid #000000;overflow:hidden;padding:0px 3px 0px 3px;vertical-align:bottom;text-align:center;">22</td> </tr> <tr style="height:20px;"> <td style="border-left:1px solid #000000;overflow:hidden;padding:0px 3px 0px 3px;vertical-align:bottom;font-weight:bold;"></td> <td data-sheets-value='{"1":2,"2":"Triple-walled"}' style="overflow:hidden;padding:0px 3px 0px 3px;vertical-align:bottom;font-weight:bold;">Triple-walled</td> <td data-sheets-value='{"1":2,"2":"Opal (O/H/O)"}' style="border-right:1px solid #000000;overflow:hidden;padding:0px 3px 0px 3px;vertical-align:bottom;font-weight:bold;">Opal (O/H/O)</td> <td data-sheets-numberformat='{"1":2,"2":"0.00","3":1}' data-sheets-value='{"1":3,"3":1.7}' style="overflow:hidden;padding:0px 3px 0px 3px;vertical-align:bottom;text-align:center;">1.70</td> <td data-sheets-numberformat='{"1":2,"2":"0","3":1}' data-sheets-value='{"1":3,"3":62}' style="overflow:hidden;padding:0px 3px 0px 3px;vertical-align:bottom;text-align:center;">62</td> <td data-sheets-numberformat='{"1":2,"2":"0","3":1}' data-sheets-value='{"1":3,"3":51}' style="overflow:hidden;padding:0px 3px 0px 3px;vertical-align:bottom;text-align:center;">51</td> <td data-sheets-numberformat='{"1":2,"2":"0","3":1}' data-sheets-value='{"1":3,"3":22}' style="border-right:1px solid #000000;overflow:hidden;padding:0px 3px 0px 3px;vertical-align:bottom;text-align:center;">22</td> </tr> <tr style="height:20px;"> <td style="border-left:1px solid #000000;overflow:hidden;padding:0px 3px 0px 3px;vertical-align:bottom;font-weight:bold;"></td> <td data-sheets-value='{"1":2,"2":"Four-walled"}' style="overflow:hidden;padding:0px 3px 0px 3px;vertical-align:bottom;font-weight:bold;">Four-walled</td> <td data-sheets-value='{"1":2,"2":"Clear (H/H/H/H)"}' style="border-right:1px solid #000000;overflow:hidden;padding:0px 3px 0px 3px;vertical-align:bottom;font-weight:bold;">Clear (H/H/H/H)</td> <td data-sheets-numberformat='{"1":2,"2":"0.00","3":1}' data-sheets-value='{"1":3,"3":1.28}' style="overflow:hidden;padding:0px 3px 0px 3px;vertical-align:bottom;text-align:center;">1.28</td> <td data-sheets-numberformat='{"1":2,"2":"0","3":1}' data-sheets-value='{"1":3,"3":64}' style="overflow:hidden;padding:0px 3px 0px 3px;vertical-align:bottom;text-align:center;">64</td> <td data-sheets-numberformat='{"1":2,"2":"0","3":1}' data-sheets-value='{"1":3,"3":54}' style="overflow:hidden;padding:0px 3px 0px 3px;vertical-align:bottom;text-align:center;">54</td> <td data-sheets-numberformat='{"1":2,"2":"0","3":1}' data-sheets-value='{"1":3,"3":23}' style="border-right:1px solid #000000;overflow:hidden;padding:0px 3px 0px 3px;vertical-align:bottom;text-align:center;">23</td> </tr> <tr style="height:20px;"> <td style="border-bottom:1px solid #000000;border-left:1px solid #000000;overflow:hidden;padding:0px 3px 0px 3px;vertical-align:bottom;"></td> <td data-sheets-value='{"1":2,"2":"Four-walled"}' style="border-bottom:1px solid #000000;overflow:hidden;padding:0px 3px 0px 3px;vertical-align:bottom;font-weight:bold;">Four-walled</td> <td data-sheets-value='{"1":2,"2":"Opal (H/H/O/H)"}' style="border-right:1px solid #000000;border-bottom:1px solid #000000;overflow:hidden;padding:0px 3px 0px 3px;vertical-align:bottom;font-weight:bold;">Opal (H/H/O/H)</td> <td data-sheets-numberformat='{"1":2,"2":"0.00","3":1}' data-sheets-value='{"1":3,"3":1.28}' style="border-bottom:1px solid #000000;overflow:hidden;padding:0px 3px 0px 3px;vertical-align:bottom;text-align:center;">1.28</td> <td data-sheets-numberformat='{"1":2,"2":"0","3":1}' data-sheets-value='{"1":3,"3":59}' style="border-bottom:1px solid #000000;overflow:hidden;padding:0px 3px 0px 3px;vertical-align:bottom;text-align:center;">59</td> <td data-sheets-numberformat='{"1":2,"2":"0","3":1}' data-sheets-value='{"1":3,"3":48}' style="border-bottom:1px solid #000000;overflow:hidden;padding:0px 3px 0px 3px;vertical-align:bottom;text-align:center;">48</td> <td data-sheets-numberformat='{"1":2,"2":"0","3":1}' data-sheets-value='{"1":3,"3":23}' style="border-right:1px solid #000000;border-bottom:1px solid #000000;overflow:hidden;padding:0px 3px 0px 3px;vertical-align:bottom;text-align:center;">23</td> </tr> <tr style="height:20px;"> <td data-sheets-value='{"1":2,"2":"Polycarbonate "}' style="border-left:1px solid #000000;overflow:hidden;padding:0px 3px 0px 3px;vertical-align:bottom;font-weight:bold;">Polycarbonate </td> <td data-sheets-value='{"1":2,"2":"Single-walled"}' style="overflow:hidden;padding:0px 3px 0px 3px;vertical-align:bottom;font-weight:bold;">Single-walled</td> <td data-sheets-value='{"1":2,"2":"Clear (A)"}' style="border-right:1px solid #000000;overflow:hidden;padding:0px 3px 0px 3px;vertical-align:bottom;font-weight:bold;">Clear (A)</td> <td data-sheets-numberformat='{"1":2,"2":"0.00","3":1}' data-sheets-value='{"1":3,"3":5.17}' style="overflow:hidden;padding:0px 3px 0px 3px;vertical-align:bottom;text-align:center;">5.17</td> <td data-sheets-numberformat='{"1":2,"2":"0","3":1}' data-sheets-value='{"1":3,"3":88}' style="overflow:hidden;padding:0px 3px 0px 3px;vertical-align:bottom;text-align:center;">88</td> <td data-sheets-numberformat='{"1":2,"2":"0","3":1}' data-sheets-value='{"1":3,"3":83}' style="overflow:hidden;padding:0px 3px 0px 3px;vertical-align:bottom;text-align:center;">83</td> <td data-sheets-numberformat='{"1":2,"2":"0","3":1}' data-sheets-value='{"1":2,"2":"-"}' style="border-right:1px solid #000000;overflow:hidden;padding:0px 3px 0px 3px;vertical-align:bottom;text-align:center;">-</td> </tr> <tr style="height:20px;"> <td data-sheets-value='{"1":2,"2":"PC"}' style="border-left:1px solid #000000;overflow:hidden;padding:0px 3px 0px 3px;vertical-align:bottom;font-weight:bold;">PC</td> <td data-sheets-value='{"1":2,"2":"Single-walled"}' style="overflow:hidden;padding:0px 3px 0px 3px;vertical-align:bottom;font-weight:bold;">Single-walled</td> <td data-sheets-value='{"1":2,"2":"Opal (D)"}' style="border-right:1px solid #000000;overflow:hidden;padding:0px 3px 0px 3px;vertical-align:bottom;font-weight:bold;">Opal (D)</td> <td data-sheets-numberformat='{"1":2,"2":"0.00","3":1}' data-sheets-value='{"1":3,"3":5.17}' style="overflow:hidden;padding:0px 3px 0px 3px;vertical-align:bottom;text-align:center;">5.17</td> <td data-sheets-numberformat='{"1":2,"2":"0","3":1}' data-sheets-value='{"1":3,"3":58}' style="overflow:hidden;padding:0px 3px 0px 3px;vertical-align:bottom;text-align:center;">58</td> <td data-sheets-numberformat='{"1":2,"2":"0","3":1}' data-sheets-value='{"1":3,"3":60}' style="overflow:hidden;padding:0px 3px 0px 3px;vertical-align:bottom;text-align:center;">60</td> <td data-sheets-numberformat='{"1":2,"2":"0","3":1}' data-sheets-value='{"1":2,"2":"-"}' style="border-right:1px solid #000000;overflow:hidden;padding:0px 3px 0px 3px;vertical-align:bottom;text-align:center;">-</td> </tr> <tr style="height:20px;"> <td style="border-left:1px solid #000000;overflow:hidden;padding:0px 3px 0px 3px;vertical-align:bottom;font-weight:bold;"></td> <td data-sheets-value='{"1":2,"2":"Double-walled"}' style="overflow:hidden;padding:0px 3px 0px 3px;vertical-align:bottom;font-weight:bold;">Double-walled</td> <td data-sheets-value='{"1":2,"2":"Clear (A/H)"}' style="border-right:1px solid #000000;overflow:hidden;padding:0px 3px 0px 3px;vertical-align:bottom;font-weight:bold;">Clear (A/H)</td> <td data-sheets-numberformat='{"1":2,"2":"0.00","3":1}' data-sheets-value='{"1":3,"3":2.9}' style="overflow:hidden;padding:0px 3px 0px 3px;vertical-align:bottom;text-align:center;">2.90</td> <td data-sheets-numberformat='{"1":2,"2":"0","3":1}' data-sheets-value='{"1":3,"3":79}' style="overflow:hidden;padding:0px 3px 0px 3px;vertical-align:bottom;text-align:center;">79</td> <td data-sheets-numberformat='{"1":2,"2":"0","3":1}' data-sheets-value='{"1":3,"3":72}' style="overflow:hidden;padding:0px 3px 0px 3px;vertical-align:bottom;text-align:center;">72</td> <td data-sheets-numberformat='{"1":2,"2":"0","3":1}' data-sheets-value='{"1":3,"3":20}' style="border-right:1px solid #000000;overflow:hidden;padding:0px 3px 0px 3px;vertical-align:bottom;text-align:center;">20</td> </tr> <tr style="height:20px;"> <td style="border-left:1px solid #000000;overflow:hidden;padding:0px 3px 0px 3px;vertical-align:bottom;font-weight:bold;"></td> <td data-sheets-value='{"1":2,"2":"Double-walled"}' style="overflow:hidden;padding:0px 3px 0px 3px;vertical-align:bottom;font-weight:bold;">Double-walled</td> <td data-sheets-value='{"1":2,"2":"Clear (A/A)"}' style="border-right:1px solid #000000;overflow:hidden;padding:0px 3px 0px 3px;vertical-align:bottom;font-weight:bold;">Clear (A/A)</td> <td data-sheets-numberformat='{"1":2,"2":"0.00","3":1}' data-sheets-value='{"1":3,"3":2.9}' style="overflow:hidden;padding:0px 3px 0px 3px;vertical-align:bottom;text-align:center;">2.90</td> <td data-sheets-numberformat='{"1":2,"2":"0","3":1}' data-sheets-value='{"1":3,"3":77}' style="overflow:hidden;padding:0px 3px 0px 3px;vertical-align:bottom;text-align:center;">77</td> <td data-sheets-numberformat='{"1":2,"2":"0","3":1}' data-sheets-value='{"1":3,"3":69}' style="overflow:hidden;padding:0px 3px 0px 3px;vertical-align:bottom;text-align:center;">69</td> <td data-sheets-numberformat='{"1":2,"2":"0","3":1}' data-sheets-value='{"1":3,"3":20}' style="border-right:1px solid #000000;overflow:hidden;padding:0px 3px 0px 3px;vertical-align:bottom;text-align:center;">20</td> </tr> <tr style="height:20px;"> <td style="border-left:1px solid #000000;overflow:hidden;padding:0px 3px 0px 3px;vertical-align:bottom;font-weight:bold;"></td> <td data-sheets-value='{"1":2,"2":"Double-walled"}' style="overflow:hidden;padding:0px 3px 0px 3px;vertical-align:bottom;font-weight:bold;">Double-walled</td> <td data-sheets-value='{"1":2,"2":"Opal (A/O)"}' style="border-right:1px solid #000000;overflow:hidden;padding:0px 3px 0px 3px;vertical-align:bottom;font-weight:bold;">Opal (A/O)</td> <td data-sheets-numberformat='{"1":2,"2":"0.00","3":1}' data-sheets-value='{"1":3,"3":2.9}' style="overflow:hidden;padding:0px 3px 0px 3px;vertical-align:bottom;text-align:center;">2.90</td> <td data-sheets-numberformat='{"1":2,"2":"0","3":1}' data-sheets-value='{"1":3,"3":73}' style="overflow:hidden;padding:0px 3px 0px 3px;vertical-align:bottom;text-align:center;">73</td> <td data-sheets-numberformat='{"1":2,"2":"0","3":1}' data-sheets-value='{"1":3,"3":63}' style="overflow:hidden;padding:0px 3px 0px 3px;vertical-align:bottom;text-align:center;">63</td> <td data-sheets-numberformat='{"1":2,"2":"0","3":1}' data-sheets-value='{"1":3,"3":20}' style="border-right:1px solid #000000;overflow:hidden;padding:0px 3px 0px 3px;vertical-align:bottom;text-align:center;">20</td> </tr> <tr style="height:20px;"> <td style="border-left:1px solid #000000;overflow:hidden;padding:0px 3px 0px 3px;vertical-align:bottom;font-weight:bold;"></td> <td data-sheets-value='{"1":2,"2":"Double-walled"}' style="overflow:hidden;padding:0px 3px 0px 3px;vertical-align:bottom;font-weight:bold;">Double-walled</td> <td data-sheets-value='{"1":2,"2":"Opal (A/D)"}' style="border-right:1px solid #000000;overflow:hidden;padding:0px 3px 0px 3px;vertical-align:bottom;font-weight:bold;">Opal (A/D)</td> <td data-sheets-numberformat='{"1":2,"2":"0.00","3":1}' data-sheets-value='{"1":3,"3":2.9}' style="overflow:hidden;padding:0px 3px 0px 3px;vertical-align:bottom;text-align:center;">2.90</td> <td data-sheets-numberformat='{"1":2,"2":"0","3":1}' data-sheets-value='{"1":3,"3":51}' style="overflow:hidden;padding:0px 3px 0px 3px;vertical-align:bottom;text-align:center;">51</td> <td data-sheets-numberformat='{"1":2,"2":"0","3":1}' data-sheets-value='{"1":3,"3":50}' style="overflow:hidden;padding:0px 3px 0px 3px;vertical-align:bottom;text-align:center;">50</td> <td data-sheets-numberformat='{"1":2,"2":"0","3":1}' data-sheets-value='{"1":3,"3":20}' style="border-right:1px solid #000000;overflow:hidden;padding:0px 3px 0px 3px;vertical-align:bottom;text-align:center;">20</td> </tr> <tr style="height:20px;"> <td style="border-left:1px solid #000000;overflow:hidden;padding:0px 3px 0px 3px;vertical-align:bottom;font-weight:bold;"></td> <td data-sheets-value='{"1":2,"2":"Triple-walled"}' style="overflow:hidden;padding:0px 3px 0px 3px;vertical-align:bottom;font-weight:bold;">Triple-walled</td> <td data-sheets-value='{"1":2,"2":"Clear (A/H/H)"}' style="border-right:1px solid #000000;overflow:hidden;padding:0px 3px 0px 3px;vertical-align:bottom;font-weight:bold;">Clear (A/H/H)</td> <td data-sheets-numberformat='{"1":2,"2":"0.00","3":1}' data-sheets-value='{"1":3,"3":1.7}' style="overflow:hidden;padding:0px 3px 0px 3px;vertical-align:bottom;text-align:center;">1.70</td> <td data-sheets-numberformat='{"1":2,"2":"0","3":1}' data-sheets-value='{"1":3,"3":71}' style="overflow:hidden;padding:0px 3px 0px 3px;vertical-align:bottom;text-align:center;">71</td> <td data-sheets-numberformat='{"1":2,"2":"0","3":1}' data-sheets-value='{"1":3,"3":63}' style="overflow:hidden;padding:0px 3px 0px 3px;vertical-align:bottom;text-align:center;">63</td> <td data-sheets-numberformat='{"1":2,"2":"0","3":1}' data-sheets-value='{"1":3,"3":22}' style="border-right:1px solid #000000;overflow:hidden;padding:0px 3px 0px 3px;vertical-align:bottom;text-align:center;">22</td> </tr> <tr style="height:20px;"> <td style="border-left:1px solid #000000;overflow:hidden;padding:0px 3px 0px 3px;vertical-align:bottom;font-weight:bold;"></td> <td data-sheets-value='{"1":2,"2":"Triple-walled"}' style="overflow:hidden;padding:0px 3px 0px 3px;vertical-align:bottom;font-weight:bold;">Triple-walled</td> <td data-sheets-value='{"1":2,"2":"Opal (A/O/O)"}' style="border-right:1px solid #000000;overflow:hidden;padding:0px 3px 0px 3px;vertical-align:bottom;font-weight:bold;">Opal (A/O/O)</td> <td data-sheets-numberformat='{"1":2,"2":"0.00","3":1}' data-sheets-value='{"1":3,"3":1.7}' style="overflow:hidden;padding:0px 3px 0px 3px;vertical-align:bottom;text-align:center;">1.70</td> <td data-sheets-numberformat='{"1":2,"2":"0","3":1}' data-sheets-value='{"1":3,"3":61}' style="overflow:hidden;padding:0px 3px 0px 3px;vertical-align:bottom;text-align:center;">61</td> <td data-sheets-numberformat='{"1":2,"2":"0","3":1}' data-sheets-value='{"1":3,"3":48}' style="overflow:hidden;padding:0px 3px 0px 3px;vertical-align:bottom;text-align:center;">48</td> <td data-sheets-numberformat='{"1":2,"2":"0","3":1}' data-sheets-value='{"1":3,"3":22}' style="border-right:1px solid #000000;overflow:hidden;padding:0px 3px 0px 3px;vertical-align:bottom;text-align:center;">22</td> </tr> <tr style="height:20px;"> <td style="border-left:1px solid #000000;overflow:hidden;padding:0px 3px 0px 3px;vertical-align:bottom;font-weight:bold;"></td> <td data-sheets-value='{"1":2,"2":"Four-walled"}' style="overflow:hidden;padding:0px 3px 0px 3px;vertical-align:bottom;font-weight:bold;">Four-walled</td> <td data-sheets-value='{"1":2,"2":"Clear (A/H/H/H)"}' style="border-right:1px solid #000000;overflow:hidden;padding:0px 3px 0px 3px;vertical-align:bottom;font-weight:bold;">Clear (A/H/H/H)</td> <td data-sheets-numberformat='{"1":2,"2":"0.00","3":1}' data-sheets-value='{"1":3,"3":1.28}' style="overflow:hidden;padding:0px 3px 0px 3px;vertical-align:bottom;text-align:center;">1.28</td> <td data-sheets-numberformat='{"1":2,"2":"0","3":1}' data-sheets-value='{"1":3,"3":64}' style="overflow:hidden;padding:0px 3px 0px 3px;vertical-align:bottom;text-align:center;">64</td> <td data-sheets-numberformat='{"1":2,"2":"0","3":1}' data-sheets-value='{"1":3,"3":52}' style="overflow:hidden;padding:0px 3px 0px 3px;vertical-align:bottom;text-align:center;">52</td> <td data-sheets-numberformat='{"1":2,"2":"0","3":1}' data-sheets-value='{"1":3,"3":23}' style="border-right:1px solid #000000;overflow:hidden;padding:0px 3px 0px 3px;vertical-align:bottom;text-align:center;">23</td> </tr> <tr style="height:20px;"> <td style="border-bottom:1px solid #000000;border-left:1px solid #000000;overflow:hidden;padding:0px 3px 0px 3px;vertical-align:bottom;"></td> <td data-sheets-value='{"1":2,"2":"Four-walled"}' style="border-bottom:1px solid #000000;overflow:hidden;padding:0px 3px 0px 3px;vertical-align:bottom;font-weight:bold;">Four-walled</td> <td data-sheets-value='{"1":2,"2":"Opal (A/H/O/H)"}' style="border-right:1px solid #000000;border-bottom:1px solid #000000;overflow:hidden;padding:0px 3px 0px 3px;vertical-align:bottom;font-weight:bold;">Opal (A/H/O/H)</td> <td data-sheets-numberformat='{"1":2,"2":"0.00","3":1}' data-sheets-value='{"1":3,"3":1.28}' style="border-bottom:1px solid #000000;overflow:hidden;padding:0px 3px 0px 3px;vertical-align:bottom;text-align:center;">1.28</td> <td data-sheets-numberformat='{"1":2,"2":"0","3":1}' data-sheets-value='{"1":3,"3":59}' style="border-bottom:1px solid #000000;overflow:hidden;padding:0px 3px 0px 3px;vertical-align:bottom;text-align:center;">59</td> <td data-sheets-numberformat='{"1":2,"2":"0","3":1}' data-sheets-value='{"1":3,"3":46}' style="border-bottom:1px solid #000000;overflow:hidden;padding:0px 3px 0px 3px;vertical-align:bottom;text-align:center;">46</td> <td data-sheets-numberformat='{"1":2,"2":"0","3":1}' data-sheets-value='{"1":3,"3":23}' style="border-right:1px solid #000000;border-bottom:1px solid #000000;overflow:hidden;padding:0px 3px 0px 3px;vertical-align:bottom;text-align:center;">23</td> </tr> <tr style="height:20px;"> <td data-sheets-value='{"1":2,"2":"Polycarbonate"}' style="border-left:1px solid #000000;overflow:hidden;padding:0px 3px 0px 3px;vertical-align:bottom;font-weight:bold;">Polycarbonate</td> <td data-sheets-value='{"1":2,"2":"Single-walled"}' style="overflow:hidden;padding:0px 3px 0px 3px;vertical-align:bottom;font-weight:bold;">Single-walled</td> <td data-sheets-value='{"1":2,"2":"Heatstop Opal (T)"}' style="border-right:1px solid #000000;overflow:hidden;padding:0px 3px 0px 3px;vertical-align:bottom;font-weight:bold;">Heatstop Opal (T)</td> <td data-sheets-numberformat='{"1":2,"2":"0.00","3":1}' data-sheets-value='{"1":3,"3":5.17}' style="overflow:hidden;padding:0px 3px 0px 3px;vertical-align:bottom;text-align:center;">5.17</td> <td data-sheets-numberformat='{"1":2,"2":"0","3":1}' data-sheets-value='{"1":3,"3":49}' style="overflow:hidden;padding:0px 3px 0px 3px;vertical-align:bottom;text-align:center;">49</td> <td data-sheets-numberformat='{"1":2,"2":"0","3":1}' data-sheets-value='{"1":3,"3":59}' style="overflow:hidden;padding:0px 3px 0px 3px;vertical-align:bottom;text-align:center;">59</td> <td data-sheets-numberformat='{"1":2,"2":"0","3":1}' data-sheets-value='{"1":2,"2":"-"}' style="border-right:1px solid #000000;overflow:hidden;padding:0px 3px 0px 3px;vertical-align:bottom;text-align:center;">-</td> </tr> <tr style="height:20px;"> <td data-sheets-value='{"1":2,"2":"Heatstop PC"}' style="border-left:1px solid #000000;overflow:hidden;padding:0px 3px 0px 3px;vertical-align:bottom;font-weight:bold;">Heatstop PC</td> <td data-sheets-value='{"1":2,"2":"Double-walled"}' style="overflow:hidden;padding:0px 3px 0px 3px;vertical-align:bottom;font-weight:bold;">Double-walled</td> <td data-sheets-value='{"1":2,"2":"Clear (T/H)"}' style="border-right:1px solid #000000;overflow:hidden;padding:0px 3px 0px 3px;vertical-align:bottom;font-weight:bold;">Clear (T/H)</td> <td data-sheets-numberformat='{"1":2,"2":"0.00","3":1}' data-sheets-value='{"1":3,"3":2.9}' style="overflow:hidden;padding:0px 3px 0px 3px;vertical-align:bottom;text-align:center;">2.90</td> <td data-sheets-numberformat='{"1":2,"2":"0","3":1}' data-sheets-value='{"1":3,"3":44}' style="overflow:hidden;padding:0px 3px 0px 3px;vertical-align:bottom;text-align:center;">44</td> <td data-sheets-numberformat='{"1":2,"2":"0","3":1}' data-sheets-value='{"1":3,"3":51}' style="overflow:hidden;padding:0px 3px 0px 3px;vertical-align:bottom;text-align:center;">51</td> <td data-sheets-numberformat='{"1":2,"2":"0","3":1}' data-sheets-value='{"1":3,"3":20}' style="border-right:1px solid #000000;overflow:hidden;padding:0px 3px 0px 3px;vertical-align:bottom;text-align:center;">20</td> </tr> <tr style="height:20px;"> <td style="border-left:1px solid #000000;overflow:hidden;padding:0px 3px 0px 3px;vertical-align:bottom;font-weight:bold;"></td> <td data-sheets-value='{"1":2,"2":"Double-walled"}' style="overflow:hidden;padding:0px 3px 0px 3px;vertical-align:bottom;font-weight:bold;">Double-walled</td> <td data-sheets-value='{"1":2,"2":"Opal (T/O)"}' style="border-right:1px solid #000000;overflow:hidden;padding:0px 3px 0px 3px;vertical-align:bottom;font-weight:bold;">Opal (T/O)</td> <td data-sheets-numberformat='{"1":2,"2":"0.00","3":1}' data-sheets-value='{"1":3,"3":2.9}' style="overflow:hidden;padding:0px 3px 0px 3px;vertical-align:bottom;text-align:center;">2.90</td> <td data-sheets-numberformat='{"1":2,"2":"0","3":1}' data-sheets-value='{"1":3,"3":41}' style="overflow:hidden;padding:0px 3px 0px 3px;vertical-align:bottom;text-align:center;">41</td> <td data-sheets-numberformat='{"1":2,"2":"0","3":1}' data-sheets-value='{"1":3,"3":45}' style="overflow:hidden;padding:0px 3px 0px 3px;vertical-align:bottom;text-align:center;">45</td> <td data-sheets-numberformat='{"1":2,"2":"0","3":1}' data-sheets-value='{"1":3,"3":20}' style="border-right:1px solid #000000;overflow:hidden;padding:0px 3px 0px 3px;vertical-align:bottom;text-align:center;">20</td> </tr> <tr style="height:20px;"> <td style="border-left:1px solid #000000;overflow:hidden;padding:0px 3px 0px 3px;vertical-align:bottom;font-weight:bold;"></td> <td data-sheets-value='{"1":2,"2":"Triple-walled"}' style="overflow:hidden; | skylux-160-ce-met-koepel-en-polyester-opstand-30-20-met-lm-motor-1300-x-2300-mm | 8586011214157 | 46872308154701
Smoke and heat exhaust (SHEV) | SHE system | Skylux | Skylux 160° CE with skylight and polyester curb 30/20 with LM-actuator 1500 x 1500 mm |  | 50715 | 5412970507154 | 5630.15 | Yes | 30-45 | 76.34 | 1500 x 1500 mm | 1500 | 1500 |  | polyester 30/20 (30 cm high & roof opening = 20 cm larger than daylight size) | Square | 5.17 W/m²K - 1.28 W/m²K | 87% - 32% | 90% - 32% | 20dB - 23dB | 160° CE (for industry) | skylight | without spoiler | E | Single actuator | Maximum four-walled skylight possible for this product | Ut-value LT-value g-value Rw-value EN 1873 : 2014 EN ISO 13468 EN 16153 EN 410 EN 410 EN ISO 140-3 Material Walls Shells (W/m²K) (%) (%) (dB) Acrylic Single-walled Clear (H) 5.17 90 87 - PMMA Single-walled Opal (O) 5.17 83 76 - Double-walled Clear (H/H) 2.90 81 75 20 Double-walled Opal (O/O) 2.90 69 58 20 Triple-walled Clear (H/H/H) 1.70 73 65 22 Triple-walled Opal (O/H/O) 1.70 62 51 22 Four-walled Clear (H/H/H/H) 1.28 64 54 23 Four-walled Opal (H/H/O/H) 1.28 59 48 23 Polycarbonate Single-walled Clear (A) 5.17 88 83 - PC Single-walled Opal (D) 5.17 58 60 - Double-walled Clear (A/H) 2.90 79 72 20 Double-walled Clear (A/A) 2.90 77 69 20 Double-walled Opal (A/O) 2.90 73 63 20 Double-walled Opal (A/D) 2.90 51 50 20 Triple-walled Clear (A/H/H) 1.70 71 63 22 Triple-walled Opal (A/O/O) 1.70 61 48 22 Four-walled Clear (A/H/H/H) 1.28 64 52 23 Four-walled Opal (A/H/O/H) 1.28 59 46 23 Polycarbonate Single-walled Heatstop Opal (T) 5.17 49 59 - Heatstop PC Double-walled Clear (T/H) 2.90 44 51 20 Double-walled Opal (T/O) 2.90 41 45 20 Triple-walled Clear (T/H/H) 1.70 40 <td data-sheets-numberformat='{"1":2,"2":"0","3":1}' data-sheets-value='{"1":3,"3":44}' style="overflow:hidden;paddin | https://skylux.eu/en/products/skylux-160-ce-met-koepel-en-polyester-opstand-30-20-met-lm-motor-1500-x-1500-mm | https://skylux.eu/cdn/shop/files/Skylux-160deg-CE-met-koepel-en-polyester-opstand-3020-met-LM-motor-1500-x-1500-mm-RWA-systeem.jpg?v=1702977990&width=1600 | https://skylux.eu/cdn/shop/files/e5a82811-1bb0-48e4-a776-cacb59c7c092_43ffd64e-dabb-4535-b9d5-376f19e56000.jpg?v=1688550523&width=1600 | //skylux.eu/cdn/shop/files/E_MH_Mounting_instructions_Skylux_160_CE_LM.pdf?v=12406716259046007223 | //skylux.eu/cdn/shop/files/E_TD_Technical_File_Skylux_Skylux_160_CE_Electric.pdf?v=3667116872303399239 | <style type="text/css" id="isPasted"> <!--td { border: 1px solid #cccccc; } br { mso-data-placement: same-cell; } --> </style> <table border="1" cellpadding="0" cellspacing="0" dir="ltr" style="table-layout:fixed;font-size:10pt;font-family:Arial;border-collapse:collapse;border:none;"><tbody> <tr style="height:20px;"> <td style="overflow:hidden;padding:0px 3px 0px 3px;vertical-align:bottom;"></td> <td style="overflow:hidden;padding:0px 3px 0px 3px;vertical-align:bottom;"></td> <td style="overflow:hidden;padding:0px 3px 0px 3px;vertical-align:bottom;"></td> <td data-sheets-value='{"1":2,"2":"Ut-value"}' style="overflow:hidden;padding:0px 3px 0px 3px;vertical-align:bottom;font-weight:bold;text-align:center;">Ut-value</td> <td data-sheets-value='{"1":2,"2":"LT-value"}' style="overflow:hidden;padding:0px 3px 0px 3px;vertical-align:bottom;font-weight:bold;text-align:center;">LT-value</td> <td data-sheets-value='{"1":2,"2":"g-value"}' style="overflow:hidden;padding:0px 3px 0px 3px;vertical-align:bottom;font-weight:bold;text-align:center;">g-value</td> <td data-sheets-value='{"1":2,"2":"Rw-value "}' style="overflow:hidden;padding:0px 3px 0px 3px;vertical-align:bottom;font-weight:bold;text-align:center;">Rw-value </td> </tr> <tr style="height:20px;"> <td style="overflow:hidden;padding:0px 3px 0px 3px;vertical-align:bottom;"></td> <td style="overflow:hidden;padding:0px 3px 0px 3px;vertical-align:bottom;"></td> <td style="overflow:hidden;padding:0px 3px 0px 3px;vertical-align:bottom;"></td> <td data-sheets-numberformat='{"1":2,"2":"0.00","3":1}' data-sheets-value='{"1":2,"2":"EN 1873 : 2014"}' style="overflow:hidden;padding:0px 3px 0px 3px;vertical-align:bottom;text-align:center;">EN 1873 : 2014</td> <td data-sheets-numberformat='{"1":2,"2":"0","3":1}' data-sheets-value='{"1":2,"2":"EN ISO 13468 EN 16153 EN 410"}' style="overflow:hidden;padding:0px 3px 0px 3px;vertical-align:bottom;text-align:center;">EN ISO 13468 EN 16153 EN 410</td> <td data-sheets-numberformat='{"1":2,"2":"0","3":1}' data-sheets-value='{"1":2,"2":"EN 410"}' style="overflow:hidden;padding:0px 3px 0px 3px;vertical-align:bottom;text-align:center;">EN 410</td> <td data-sheets-value='{"1":2,"2":"EN ISO 140-3\t\t"}' style="overflow:hidden;padding:0px 3px 0px 3px;vertical-align:bottom;text-align:center;">EN ISO 140-3 </td> </tr> <tr style="height:20px;"> <td data-sheets-value='{"1":2,"2":"Material"}' style="border-bottom:1px solid #000000;overflow:hidden;padding:0px 3px 0px 3px;vertical-align:bottom;background-color:#000000;font-weight:bold;color:#ffffff;">Material</td> <td data-sheets-value='{"1":2,"2":"Walls"}' style="border-bottom:1px solid #000000;overflow:hidden;padding:0px 3px 0px 3px;vertical-align:bottom;background-color:#000000;font-weight:bold;color:#ffffff;">Walls</td> <td data-sheets-value='{"1":2,"2":"Shells"}' style="border-bottom:1px solid #000000;overflow:hidden;padding:0px 3px 0px 3px;vertical-align:bottom;background-color:#000000;font-weight:bold;color:#ffffff;">Shells</td> <td data-sheets-numberformat='{"1":2,"2":"0.00","3":1}' data-sheets-value='{"1":2,"2":"(W/m²K)\t"}' style="border-bottom:1px solid #000000;overflow:hidden;padding:0px 3px 0px 3px;vertical-align:bottom;background-color:#000000;font-weight:bold;color:#ffffff;text-align:center;">(W/m²K) </td> <td data-sheets-numberformat='{"1":2,"2":"0","3":1}' data-sheets-value='{"1":2,"2":"(%)"}' style="border-bottom:1px solid #000000;overflow:hidden;padding:0px 3px 0px 3px;vertical-align:bottom;background-color:#000000;font-weight:bold;color:#ffffff;text-align:center;">(%)</td> <td data-sheets-numberformat='{"1":2,"2":"0","3":1}' data-sheets-value='{"1":2,"2":"(%)"}' style="border-bottom:1px solid #000000;overflow:hidden;padding:0px 3px 0px 3px;vertical-align:bottom;background-color:#000000;font-weight:bold;color:#ffffff;text-align:center;">(%)</td> <td data-sheets-value='{"1":2,"2":"(dB)"}' style="border-bottom:1px solid #000000;overflow:hidden;padding:0px 3px 0px 3px;vertical-align:bottom;background-color:#000000;font-weight:bold;color:#ffffff;text-align:center;">(dB)</td> </tr> <tr style="height:20px;"> <td data-sheets-value='{"1":2,"2":"Acrylic"}' style="border-left:1px solid #000000;overflow:hidden;padding:0px 3px 0px 3px;vertical-align:bottom;font-weight:bold;">Acrylic</td> <td data-sheets-value='{"1":2,"2":"Single-walled"}' style="overflow:hidden;padding:0px 3px 0px 3px;vertical-align:bottom;font-weight:bold;">Single-walled</td> <td data-sheets-value='{"1":2,"2":"Clear (H)"}' style="border-right:1px solid #000000;overflow:hidden;padding:0px 3px 0px 3px;vertical-align:bottom;font-weight:bold;">Clear (H)</td> <td data-sheets-numberformat='{"1":2,"2":"0.00","3":1}' data-sheets-value='{"1":3,"3":5.17}' style="overflow:hidden;padding:0px 3px 0px 3px;vertical-align:bottom;text-align:center;">5.17</td> <td data-sheets-numberformat='{"1":2,"2":"0","3":1}' data-sheets-value='{"1":3,"3":90}' style="overflow:hidden;padding:0px 3px 0px 3px;vertical-align:bottom;text-align:center;">90</td> <td data-sheets-numberformat='{"1":2,"2":"0","3":1}' data-sheets-value='{"1":3,"3":87}' style="overflow:hidden;padding:0px 3px 0px 3px;vertical-align:bottom;text-align:center;">87</td> <td data-sheets-numberformat='{"1":2,"2":"0","3":1}' data-sheets-value='{"1":2,"2":"-"}' style="border-right:1px solid #000000;overflow:hidden;padding:0px 3px 0px 3px;vertical-align:bottom;text-align:center;">-</td> </tr> <tr style="height:20px;"> <td data-sheets-value='{"1":2,"2":"PMMA"}' style="border-left:1px solid #000000;overflow:hidden;padding:0px 3px 0px 3px;vertical-align:bottom;font-weight:bold;">PMMA</td> <td data-sheets-value='{"1":2,"2":"Single-walled"}' style="overflow:hidden;padding:0px 3px 0px 3px;vertical-align:bottom;font-weight:bold;">Single-walled</td> <td data-sheets-value='{"1":2,"2":"Opal (O)"}' style="border-right:1px solid #000000;overflow:hidden;padding:0px 3px 0px 3px;vertical-align:bottom;font-weight:bold;">Opal (O)</td> <td data-sheets-numberformat='{"1":2,"2":"0.00","3":1}' data-sheets-value='{"1":3,"3":5.17}' style="overflow:hidden;padding:0px 3px 0px 3px;vertical-align:bottom;text-align:center;">5.17</td> <td data-sheets-numberformat='{"1":2,"2":"0","3":1}' data-sheets-value='{"1":3,"3":83}' style="overflow:hidden;padding:0px 3px 0px 3px;vertical-align:bottom;text-align:center;">83</td> <td data-sheets-numberformat='{"1":2,"2":"0","3":1}' data-sheets-value='{"1":3,"3":76}' style="overflow:hidden;padding:0px 3px 0px 3px;vertical-align:bottom;text-align:center;">76</td> <td data-sheets-numberformat='{"1":2,"2":"0","3":1}' data-sheets-value='{"1":2,"2":"-"}' style="border-right:1px solid #000000;overflow:hidden;padding:0px 3px 0px 3px;vertical-align:bottom;text-align:center;">-</td> </tr> <tr style="height:20px;"> <td style="border-left:1px solid #000000;overflow:hidden;padding:0px 3px 0px 3px;vertical-align:bottom;font-weight:bold;"></td> <td data-sheets-value='{"1":2,"2":"Double-walled"}' style="overflow:hidden;padding:0px 3px 0px 3px;vertical-align:bottom;font-weight:bold;">Double-walled</td> <td data-sheets-value='{"1":2,"2":"Clear (H/H)"}' style="border-right:1px solid #000000;overflow:hidden;padding:0px 3px 0px 3px;vertical-align:bottom;font-weight:bold;">Clear (H/H)</td> <td data-sheets-numberformat='{"1":2,"2":"0.00","3":1}' data-sheets-value='{"1":3,"3":2.9}' style="overflow:hidden;padding:0px 3px 0px 3px;vertical-align:bottom;text-align:center;">2.90</td> <td data-sheets-numberformat='{"1":2,"2":"0","3":1}' data-sheets-value='{"1":3,"3":81}' style="overflow:hidden;padding:0px 3px 0px 3px;vertical-align:bottom;text-align:center;">81</td> <td data-sheets-numberformat='{"1":2,"2":"0","3":1}' data-sheets-value='{"1":3,"3":75}' style="overflow:hidden;padding:0px 3px 0px 3px;vertical-align:bottom;text-align:center;">75</td> <td data-sheets-numberformat='{"1":2,"2":"0","3":1}' data-sheets-value='{"1":3,"3":20}' style="border-right:1px solid #000000;overflow:hidden;padding:0px 3px 0px 3px;vertical-align:bottom;text-align:center;">20</td> </tr> <tr style="height:20px;"> <td style="border-left:1px solid #000000;overflow:hidden;padding:0px 3px 0px 3px;vertical-align:bottom;font-weight:bold;"></td> <td data-sheets-value='{"1":2,"2":"Double-walled"}' style="overflow:hidden;padding:0px 3px 0px 3px;vertical-align:bottom;font-weight:bold;">Double-walled</td> <td data-sheets-value='{"1":2,"2":"Opal (O/O)"}' style="border-right:1px solid #000000;overflow:hidden;padding:0px 3px 0px 3px;vertical-align:bottom;font-weight:bold;">Opal (O/O)</td> <td data-sheets-numberformat='{"1":2,"2":"0.00","3":1}' data-sheets-value='{"1":3,"3":2.9}' style="overflow:hidden;padding:0px 3px 0px 3px;vertical-align:bottom;text-align:center;">2.90</td> <td data-sheets-numberformat='{"1":2,"2":"0","3":1}' data-sheets-value='{"1":3,"3":69}' style="overflow:hidden;padding:0px 3px 0px 3px;vertical-align:bottom;text-align:center;">69</td> <td data-sheets-numberformat='{"1":2,"2":"0","3":1}' data-sheets-value='{"1":3,"3":58}' style="overflow:hidden;padding:0px 3px 0px 3px;vertical-align:bottom;text-align:center;">58</td> <td data-sheets-numberformat='{"1":2,"2":"0","3":1}' data-sheets-value='{"1":3,"3":20}' style="border-right:1px solid #000000;overflow:hidden;padding:0px 3px 0px 3px;vertical-align:bottom;text-align:center;">20</td> </tr> <tr style="height:20px;"> <td style="border-left:1px solid #000000;overflow:hidden;padding:0px 3px 0px 3px;vertical-align:bottom;font-weight:bold;"></td> <td data-sheets-value='{"1":2,"2":"Triple-walled"}' style="overflow:hidden;padding:0px 3px 0px 3px;vertical-align:bottom;font-weight:bold;">Triple-walled</td> <td data-sheets-value='{"1":2,"2":"Clear (H/H/H)"}' style="border-right:1px solid #000000;overflow:hidden;padding:0px 3px 0px 3px;vertical-align:bottom;font-weight:bold;">Clear (H/H/H)</td> <td data-sheets-numberformat='{"1":2,"2":"0.00","3":1}' data-sheets-value='{"1":3,"3":1.7}' style="overflow:hidden;padding:0px 3px 0px 3px;vertical-align:bottom;text-align:center;">1.70</td> <td data-sheets-numberformat='{"1":2,"2":"0","3":1}' data-sheets-value='{"1":3,"3":73}' style="overflow:hidden;padding:0px 3px 0px 3px;vertical-align:bottom;text-align:center;">73</td> <td data-sheets-numberformat='{"1":2,"2":"0","3":1}' data-sheets-value='{"1":3,"3":65}' style="overflow:hidden;padding:0px 3px 0px 3px;vertical-align:bottom;text-align:center;">65</td> <td data-sheets-numberformat='{"1":2,"2":"0","3":1}' data-sheets-value='{"1":3,"3":22}' style="border-right:1px solid #000000;overflow:hidden;padding:0px 3px 0px 3px;vertical-align:bottom;text-align:center;">22</td> </tr> <tr style="height:20px;"> <td style="border-left:1px solid #000000;overflow:hidden;padding:0px 3px 0px 3px;vertical-align:bottom;font-weight:bold;"></td> <td data-sheets-value='{"1":2,"2":"Triple-walled"}' style="overflow:hidden;padding:0px 3px 0px 3px;vertical-align:bottom;font-weight:bold;">Triple-walled</td> <td data-sheets-value='{"1":2,"2":"Opal (O/H/O)"}' style="border-right:1px solid #000000;overflow:hidden;padding:0px 3px 0px 3px;vertical-align:bottom;font-weight:bold;">Opal (O/H/O)</td> <td data-sheets-numberformat='{"1":2,"2":"0.00","3":1}' data-sheets-value='{"1":3,"3":1.7}' style="overflow:hidden;padding:0px 3px 0px 3px;vertical-align:bottom;text-align:center;">1.70</td> <td data-sheets-numberformat='{"1":2,"2":"0","3":1}' data-sheets-value='{"1":3,"3":62}' style="overflow:hidden;padding:0px 3px 0px 3px;vertical-align:bottom;text-align:center;">62</td> <td data-sheets-numberformat='{"1":2,"2":"0","3":1}' data-sheets-value='{"1":3,"3":51}' style="overflow:hidden;padding:0px 3px 0px 3px;vertical-align:bottom;text-align:center;">51</td> <td data-sheets-numberformat='{"1":2,"2":"0","3":1}' data-sheets-value='{"1":3,"3":22}' style="border-right:1px solid #000000;overflow:hidden;padding:0px 3px 0px 3px;vertical-align:bottom;text-align:center;">22</td> </tr> <tr style="height:20px;"> <td style="border-left:1px solid #000000;overflow:hidden;padding:0px 3px 0px 3px;vertical-align:bottom;font-weight:bold;"></td> <td data-sheets-value='{"1":2,"2":"Four-walled"}' style="overflow:hidden;padding:0px 3px 0px 3px;vertical-align:bottom;font-weight:bold;">Four-walled</td> <td data-sheets-value='{"1":2,"2":"Clear (H/H/H/H)"}' style="border-right:1px solid #000000;overflow:hidden;padding:0px 3px 0px 3px;vertical-align:bottom;font-weight:bold;">Clear (H/H/H/H)</td> <td data-sheets-numberformat='{"1":2,"2":"0.00","3":1}' data-sheets-value='{"1":3,"3":1.28}' style="overflow:hidden;padding:0px 3px 0px 3px;vertical-align:bottom;text-align:center;">1.28</td> <td data-sheets-numberformat='{"1":2,"2":"0","3":1}' data-sheets-value='{"1":3,"3":64}' style="overflow:hidden;padding:0px 3px 0px 3px;vertical-align:bottom;text-align:center;">64</td> <td data-sheets-numberformat='{"1":2,"2":"0","3":1}' data-sheets-value='{"1":3,"3":54}' style="overflow:hidden;padding:0px 3px 0px 3px;vertical-align:bottom;text-align:center;">54</td> <td data-sheets-numberformat='{"1":2,"2":"0","3":1}' data-sheets-value='{"1":3,"3":23}' style="border-right:1px solid #000000;overflow:hidden;padding:0px 3px 0px 3px;vertical-align:bottom;text-align:center;">23</td> </tr> <tr style="height:20px;"> <td style="border-bottom:1px solid #000000;border-left:1px solid #000000;overflow:hidden;padding:0px 3px 0px 3px;vertical-align:bottom;"></td> <td data-sheets-value='{"1":2,"2":"Four-walled"}' style="border-bottom:1px solid #000000;overflow:hidden;padding:0px 3px 0px 3px;vertical-align:bottom;font-weight:bold;">Four-walled</td> <td data-sheets-value='{"1":2,"2":"Opal (H/H/O/H)"}' style="border-right:1px solid #000000;border-bottom:1px solid #000000;overflow:hidden;padding:0px 3px 0px 3px;vertical-align:bottom;font-weight:bold;">Opal (H/H/O/H)</td> <td data-sheets-numberformat='{"1":2,"2":"0.00","3":1}' data-sheets-value='{"1":3,"3":1.28}' style="border-bottom:1px solid #000000;overflow:hidden;padding:0px 3px 0px 3px;vertical-align:bottom;text-align:center;">1.28</td> <td data-sheets-numberformat='{"1":2,"2":"0","3":1}' data-sheets-value='{"1":3,"3":59}' style="border-bottom:1px solid #000000;overflow:hidden;padding:0px 3px 0px 3px;vertical-align:bottom;text-align:center;">59</td> <td data-sheets-numberformat='{"1":2,"2":"0","3":1}' data-sheets-value='{"1":3,"3":48}' style="border-bottom:1px solid #000000;overflow:hidden;padding:0px 3px 0px 3px;vertical-align:bottom;text-align:center;">48</td> <td data-sheets-numberformat='{"1":2,"2":"0","3":1}' data-sheets-value='{"1":3,"3":23}' style="border-right:1px solid #000000;border-bottom:1px solid #000000;overflow:hidden;padding:0px 3px 0px 3px;vertical-align:bottom;text-align:center;">23</td> </tr> <tr style="height:20px;"> <td data-sheets-value='{"1":2,"2":"Polycarbonate "}' style="border-left:1px solid #000000;overflow:hidden;padding:0px 3px 0px 3px;vertical-align:bottom;font-weight:bold;">Polycarbonate </td> <td data-sheets-value='{"1":2,"2":"Single-walled"}' style="overflow:hidden;padding:0px 3px 0px 3px;vertical-align:bottom;font-weight:bold;">Single-walled</td> <td data-sheets-value='{"1":2,"2":"Clear (A)"}' style="border-right:1px solid #000000;overflow:hidden;padding:0px 3px 0px 3px;vertical-align:bottom;font-weight:bold;">Clear (A)</td> <td data-sheets-numberformat='{"1":2,"2":"0.00","3":1}' data-sheets-value='{"1":3,"3":5.17}' style="overflow:hidden;padding:0px 3px 0px 3px;vertical-align:bottom;text-align:center;">5.17</td> <td data-sheets-numberformat='{"1":2,"2":"0","3":1}' data-sheets-value='{"1":3,"3":88}' style="overflow:hidden;padding:0px 3px 0px 3px;vertical-align:bottom;text-align:center;">88</td> <td data-sheets-numberformat='{"1":2,"2":"0","3":1}' data-sheets-value='{"1":3,"3":83}' style="overflow:hidden;padding:0px 3px 0px 3px;vertical-align:bottom;text-align:center;">83</td> <td data-sheets-numberformat='{"1":2,"2":"0","3":1}' data-sheets-value='{"1":2,"2":"-"}' style="border-right:1px solid #000000;overflow:hidden;padding:0px 3px 0px 3px;vertical-align:bottom;text-align:center;">-</td> </tr> <tr style="height:20px;"> <td data-sheets-value='{"1":2,"2":"PC"}' style="border-left:1px solid #000000;overflow:hidden;padding:0px 3px 0px 3px;vertical-align:bottom;font-weight:bold;">PC</td> <td data-sheets-value='{"1":2,"2":"Single-walled"}' style="overflow:hidden;padding:0px 3px 0px 3px;vertical-align:bottom;font-weight:bold;">Single-walled</td> <td data-sheets-value='{"1":2,"2":"Opal (D)"}' style="border-right:1px solid #000000;overflow:hidden;padding:0px 3px 0px 3px;vertical-align:bottom;font-weight:bold;">Opal (D)</td> <td data-sheets-numberformat='{"1":2,"2":"0.00","3":1}' data-sheets-value='{"1":3,"3":5.17}' style="overflow:hidden;padding:0px 3px 0px 3px;vertical-align:bottom;text-align:center;">5.17</td> <td data-sheets-numberformat='{"1":2,"2":"0","3":1}' data-sheets-value='{"1":3,"3":58}' style="overflow:hidden;padding:0px 3px 0px 3px;vertical-align:bottom;text-align:center;">58</td> <td data-sheets-numberformat='{"1":2,"2":"0","3":1}' data-sheets-value='{"1":3,"3":60}' style="overflow:hidden;padding:0px 3px 0px 3px;vertical-align:bottom;text-align:center;">60</td> <td data-sheets-numberformat='{"1":2,"2":"0","3":1}' data-sheets-value='{"1":2,"2":"-"}' style="border-right:1px solid #000000;overflow:hidden;padding:0px 3px 0px 3px;vertical-align:bottom;text-align:center;">-</td> </tr> <tr style="height:20px;"> <td style="border-left:1px solid #000000;overflow:hidden;padding:0px 3px 0px 3px;vertical-align:bottom;font-weight:bold;"></td> <td data-sheets-value='{"1":2,"2":"Double-walled"}' style="overflow:hidden;padding:0px 3px 0px 3px;vertical-align:bottom;font-weight:bold;">Double-walled</td> <td data-sheets-value='{"1":2,"2":"Clear (A/H)"}' style="border-right:1px solid #000000;overflow:hidden;padding:0px 3px 0px 3px;vertical-align:bottom;font-weight:bold;">Clear (A/H)</td> <td data-sheets-numberformat='{"1":2,"2":"0.00","3":1}' data-sheets-value='{"1":3,"3":2.9}' style="overflow:hidden;padding:0px 3px 0px 3px;vertical-align:bottom;text-align:center;">2.90</td> <td data-sheets-numberformat='{"1":2,"2":"0","3":1}' data-sheets-value='{"1":3,"3":79}' style="overflow:hidden;padding:0px 3px 0px 3px;vertical-align:bottom;text-align:center;">79</td> <td data-sheets-numberformat='{"1":2,"2":"0","3":1}' data-sheets-value='{"1":3,"3":72}' style="overflow:hidden;padding:0px 3px 0px 3px;vertical-align:bottom;text-align:center;">72</td> <td data-sheets-numberformat='{"1":2,"2":"0","3":1}' data-sheets-value='{"1":3,"3":20}' style="border-right:1px solid #000000;overflow:hidden;padding:0px 3px 0px 3px;vertical-align:bottom;text-align:center;">20</td> </tr> <tr style="height:20px;"> <td style="border-left:1px solid #000000;overflow:hidden;padding:0px 3px 0px 3px;vertical-align:bottom;font-weight:bold;"></td> <td data-sheets-value='{"1":2,"2":"Double-walled"}' style="overflow:hidden;padding:0px 3px 0px 3px;vertical-align:bottom;font-weight:bold;">Double-walled</td> <td data-sheets-value='{"1":2,"2":"Clear (A/A)"}' style="border-right:1px solid #000000;overflow:hidden;padding:0px 3px 0px 3px;vertical-align:bottom;font-weight:bold;">Clear (A/A)</td> <td data-sheets-numberformat='{"1":2,"2":"0.00","3":1}' data-sheets-value='{"1":3,"3":2.9}' style="overflow:hidden;padding:0px 3px 0px 3px;vertical-align:bottom;text-align:center;">2.90</td> <td data-sheets-numberformat='{"1":2,"2":"0","3":1}' data-sheets-value='{"1":3,"3":77}' style="overflow:hidden;padding:0px 3px 0px 3px;vertical-align:bottom;text-align:center;">77</td> <td data-sheets-numberformat='{"1":2,"2":"0","3":1}' data-sheets-value='{"1":3,"3":69}' style="overflow:hidden;padding:0px 3px 0px 3px;vertical-align:bottom;text-align:center;">69</td> <td data-sheets-numberformat='{"1":2,"2":"0","3":1}' data-sheets-value='{"1":3,"3":20}' style="border-right:1px solid #000000;overflow:hidden;padding:0px 3px 0px 3px;vertical-align:bottom;text-align:center;">20</td> </tr> <tr style="height:20px;"> <td style="border-left:1px solid #000000;overflow:hidden;padding:0px 3px 0px 3px;vertical-align:bottom;font-weight:bold;"></td> <td data-sheets-value='{"1":2,"2":"Double-walled"}' style="overflow:hidden;padding:0px 3px 0px 3px;vertical-align:bottom;font-weight:bold;">Double-walled</td> <td data-sheets-value='{"1":2,"2":"Opal (A/O)"}' style="border-right:1px solid #000000;overflow:hidden;padding:0px 3px 0px 3px;vertical-align:bottom;font-weight:bold;">Opal (A/O)</td> <td data-sheets-numberformat='{"1":2,"2":"0.00","3":1}' data-sheets-value='{"1":3,"3":2.9}' style="overflow:hidden;padding:0px 3px 0px 3px;vertical-align:bottom;text-align:center;">2.90</td> <td data-sheets-numberformat='{"1":2,"2":"0","3":1}' data-sheets-value='{"1":3,"3":73}' style="overflow:hidden;padding:0px 3px 0px 3px;vertical-align:bottom;text-align:center;">73</td> <td data-sheets-numberformat='{"1":2,"2":"0","3":1}' data-sheets-value='{"1":3,"3":63}' style="overflow:hidden;padding:0px 3px 0px 3px;vertical-align:bottom;text-align:center;">63</td> <td data-sheets-numberformat='{"1":2,"2":"0","3":1}' data-sheets-value='{"1":3,"3":20}' style="border-right:1px solid #000000;overflow:hidden;padding:0px 3px 0px 3px;vertical-align:bottom;text-align:center;">20</td> </tr> <tr style="height:20px;"> <td style="border-left:1px solid #000000;overflow:hidden;padding:0px 3px 0px 3px;vertical-align:bottom;font-weight:bold;"></td> <td data-sheets-value='{"1":2,"2":"Double-walled"}' style="overflow:hidden;padding:0px 3px 0px 3px;vertical-align:bottom;font-weight:bold;">Double-walled</td> <td data-sheets-value='{"1":2,"2":"Opal (A/D)"}' style="border-right:1px solid #000000;overflow:hidden;padding:0px 3px 0px 3px;vertical-align:bottom;font-weight:bold;">Opal (A/D)</td> <td data-sheets-numberformat='{"1":2,"2":"0.00","3":1}' data-sheets-value='{"1":3,"3":2.9}' style="overflow:hidden;padding:0px 3px 0px 3px;vertical-align:bottom;text-align:center;">2.90</td> <td data-sheets-numberformat='{"1":2,"2":"0","3":1}' data-sheets-value='{"1":3,"3":51}' style="overflow:hidden;padding:0px 3px 0px 3px;vertical-align:bottom;text-align:center;">51</td> <td data-sheets-numberformat='{"1":2,"2":"0","3":1}' data-sheets-value='{"1":3,"3":50}' style="overflow:hidden;padding:0px 3px 0px 3px;vertical-align:bottom;text-align:center;">50</td> <td data-sheets-numberformat='{"1":2,"2":"0","3":1}' data-sheets-value='{"1":3,"3":20}' style="border-right:1px solid #000000;overflow:hidden;padding:0px 3px 0px 3px;vertical-align:bottom;text-align:center;">20</td> </tr> <tr style="height:20px;"> <td style="border-left:1px solid #000000;overflow:hidden;padding:0px 3px 0px 3px;vertical-align:bottom;font-weight:bold;"></td> <td data-sheets-value='{"1":2,"2":"Triple-walled"}' style="overflow:hidden;padding:0px 3px 0px 3px;vertical-align:bottom;font-weight:bold;">Triple-walled</td> <td data-sheets-value='{"1":2,"2":"Clear (A/H/H)"}' style="border-right:1px solid #000000;overflow:hidden;padding:0px 3px 0px 3px;vertical-align:bottom;font-weight:bold;">Clear (A/H/H)</td> <td data-sheets-numberformat='{"1":2,"2":"0.00","3":1}' data-sheets-value='{"1":3,"3":1.7}' style="overflow:hidden;padding:0px 3px 0px 3px;vertical-align:bottom;text-align:center;">1.70</td> <td data-sheets-numberformat='{"1":2,"2":"0","3":1}' data-sheets-value='{"1":3,"3":71}' style="overflow:hidden;padding:0px 3px 0px 3px;vertical-align:bottom;text-align:center;">71</td> <td data-sheets-numberformat='{"1":2,"2":"0","3":1}' data-sheets-value='{"1":3,"3":63}' style="overflow:hidden;padding:0px 3px 0px 3px;vertical-align:bottom;text-align:center;">63</td> <td data-sheets-numberformat='{"1":2,"2":"0","3":1}' data-sheets-value='{"1":3,"3":22}' style="border-right:1px solid #000000;overflow:hidden;padding:0px 3px 0px 3px;vertical-align:bottom;text-align:center;">22</td> </tr> <tr style="height:20px;"> <td style="border-left:1px solid #000000;overflow:hidden;padding:0px 3px 0px 3px;vertical-align:bottom;font-weight:bold;"></td> <td data-sheets-value='{"1":2,"2":"Triple-walled"}' style="overflow:hidden;padding:0px 3px 0px 3px;vertical-align:bottom;font-weight:bold;">Triple-walled</td> <td data-sheets-value='{"1":2,"2":"Opal (A/O/O)"}' style="border-right:1px solid #000000;overflow:hidden;padding:0px 3px 0px 3px;vertical-align:bottom;font-weight:bold;">Opal (A/O/O)</td> <td data-sheets-numberformat='{"1":2,"2":"0.00","3":1}' data-sheets-value='{"1":3,"3":1.7}' style="overflow:hidden;padding:0px 3px 0px 3px;vertical-align:bottom;text-align:center;">1.70</td> <td data-sheets-numberformat='{"1":2,"2":"0","3":1}' data-sheets-value='{"1":3,"3":61}' style="overflow:hidden;padding:0px 3px 0px 3px;vertical-align:bottom;text-align:center;">61</td> <td data-sheets-numberformat='{"1":2,"2":"0","3":1}' data-sheets-value='{"1":3,"3":48}' style="overflow:hidden;padding:0px 3px 0px 3px;vertical-align:bottom;text-align:center;">48</td> <td data-sheets-numberformat='{"1":2,"2":"0","3":1}' data-sheets-value='{"1":3,"3":22}' style="border-right:1px solid #000000;overflow:hidden;padding:0px 3px 0px 3px;vertical-align:bottom;text-align:center;">22</td> </tr> <tr style="height:20px;"> <td style="border-left:1px solid #000000;overflow:hidden;padding:0px 3px 0px 3px;vertical-align:bottom;font-weight:bold;"></td> <td data-sheets-value='{"1":2,"2":"Four-walled"}' style="overflow:hidden;padding:0px 3px 0px 3px;vertical-align:bottom;font-weight:bold;">Four-walled</td> <td data-sheets-value='{"1":2,"2":"Clear (A/H/H/H)"}' style="border-right:1px solid #000000;overflow:hidden;padding:0px 3px 0px 3px;vertical-align:bottom;font-weight:bold;">Clear (A/H/H/H)</td> <td data-sheets-numberformat='{"1":2,"2":"0.00","3":1}' data-sheets-value='{"1":3,"3":1.28}' style="overflow:hidden;padding:0px 3px 0px 3px;vertical-align:bottom;text-align:center;">1.28</td> <td data-sheets-numberformat='{"1":2,"2":"0","3":1}' data-sheets-value='{"1":3,"3":64}' style="overflow:hidden;padding:0px 3px 0px 3px;vertical-align:bottom;text-align:center;">64</td> <td data-sheets-numberformat='{"1":2,"2":"0","3":1}' data-sheets-value='{"1":3,"3":52}' style="overflow:hidden;padding:0px 3px 0px 3px;vertical-align:bottom;text-align:center;">52</td> <td data-sheets-numberformat='{"1":2,"2":"0","3":1}' data-sheets-value='{"1":3,"3":23}' style="border-right:1px solid #000000;overflow:hidden;padding:0px 3px 0px 3px;vertical-align:bottom;text-align:center;">23</td> </tr> <tr style="height:20px;"> <td style="border-bottom:1px solid #000000;border-left:1px solid #000000;overflow:hidden;padding:0px 3px 0px 3px;vertical-align:bottom;"></td> <td data-sheets-value='{"1":2,"2":"Four-walled"}' style="border-bottom:1px solid #000000;overflow:hidden;padding:0px 3px 0px 3px;vertical-align:bottom;font-weight:bold;">Four-walled</td> <td data-sheets-value='{"1":2,"2":"Opal (A/H/O/H)"}' style="border-right:1px solid #000000;border-bottom:1px solid #000000;overflow:hidden;padding:0px 3px 0px 3px;vertical-align:bottom;font-weight:bold;">Opal (A/H/O/H)</td> <td data-sheets-numberformat='{"1":2,"2":"0.00","3":1}' data-sheets-value='{"1":3,"3":1.28}' style="border-bottom:1px solid #000000;overflow:hidden;padding:0px 3px 0px 3px;vertical-align:bottom;text-align:center;">1.28</td> <td data-sheets-numberformat='{"1":2,"2":"0","3":1}' data-sheets-value='{"1":3,"3":59}' style="border-bottom:1px solid #000000;overflow:hidden;padding:0px 3px 0px 3px;vertical-align:bottom;text-align:center;">59</td> <td data-sheets-numberformat='{"1":2,"2":"0","3":1}' data-sheets-value='{"1":3,"3":46}' style="border-bottom:1px solid #000000;overflow:hidden;padding:0px 3px 0px 3px;vertical-align:bottom;text-align:center;">46</td> <td data-sheets-numberformat='{"1":2,"2":"0","3":1}' data-sheets-value='{"1":3,"3":23}' style="border-right:1px solid #000000;border-bottom:1px solid #000000;overflow:hidden;padding:0px 3px 0px 3px;vertical-align:bottom;text-align:center;">23</td> </tr> <tr style="height:20px;"> <td data-sheets-value='{"1":2,"2":"Polycarbonate"}' style="border-left:1px solid #000000;overflow:hidden;padding:0px 3px 0px 3px;vertical-align:bottom;font-weight:bold;">Polycarbonate</td> <td data-sheets-value='{"1":2,"2":"Single-walled"}' style="overflow:hidden;padding:0px 3px 0px 3px;vertical-align:bottom;font-weight:bold;">Single-walled</td> <td data-sheets-value='{"1":2,"2":"Heatstop Opal (T)"}' style="border-right:1px solid #000000;overflow:hidden;padding:0px 3px 0px 3px;vertical-align:bottom;font-weight:bold;">Heatstop Opal (T)</td> <td data-sheets-numberformat='{"1":2,"2":"0.00","3":1}' data-sheets-value='{"1":3,"3":5.17}' style="overflow:hidden;padding:0px 3px 0px 3px;vertical-align:bottom;text-align:center;">5.17</td> <td data-sheets-numberformat='{"1":2,"2":"0","3":1}' data-sheets-value='{"1":3,"3":49}' style="overflow:hidden;padding:0px 3px 0px 3px;vertical-align:bottom;text-align:center;">49</td> <td data-sheets-numberformat='{"1":2,"2":"0","3":1}' data-sheets-value='{"1":3,"3":59}' style="overflow:hidden;padding:0px 3px 0px 3px;vertical-align:bottom;text-align:center;">59</td> <td data-sheets-numberformat='{"1":2,"2":"0","3":1}' data-sheets-value='{"1":2,"2":"-"}' style="border-right:1px solid #000000;overflow:hidden;padding:0px 3px 0px 3px;vertical-align:bottom;text-align:center;">-</td> </tr> <tr style="height:20px;"> <td data-sheets-value='{"1":2,"2":"Heatstop PC"}' style="border-left:1px solid #000000;overflow:hidden;padding:0px 3px 0px 3px;vertical-align:bottom;font-weight:bold;">Heatstop PC</td> <td data-sheets-value='{"1":2,"2":"Double-walled"}' style="overflow:hidden;padding:0px 3px 0px 3px;vertical-align:bottom;font-weight:bold;">Double-walled</td> <td data-sheets-value='{"1":2,"2":"Clear (T/H)"}' style="border-right:1px solid #000000;overflow:hidden;padding:0px 3px 0px 3px;vertical-align:bottom;font-weight:bold;">Clear (T/H)</td> <td data-sheets-numberformat='{"1":2,"2":"0.00","3":1}' data-sheets-value='{"1":3,"3":2.9}' style="overflow:hidden;padding:0px 3px 0px 3px;vertical-align:bottom;text-align:center;">2.90</td> <td data-sheets-numberformat='{"1":2,"2":"0","3":1}' data-sheets-value='{"1":3,"3":44}' style="overflow:hidden;padding:0px 3px 0px 3px;vertical-align:bottom;text-align:center;">44</td> <td data-sheets-numberformat='{"1":2,"2":"0","3":1}' data-sheets-value='{"1":3,"3":51}' style="overflow:hidden;padding:0px 3px 0px 3px;vertical-align:bottom;text-align:center;">51</td> <td data-sheets-numberformat='{"1":2,"2":"0","3":1}' data-sheets-value='{"1":3,"3":20}' style="border-right:1px solid #000000;overflow:hidden;padding:0px 3px 0px 3px;vertical-align:bottom;text-align:center;">20</td> </tr> <tr style="height:20px;"> <td style="border-left:1px solid #000000;overflow:hidden;padding:0px 3px 0px 3px;vertical-align:bottom;font-weight:bold;"></td> <td data-sheets-value='{"1":2,"2":"Double-walled"}' style="overflow:hidden;padding:0px 3px 0px 3px;vertical-align:bottom;font-weight:bold;">Double-walled</td> <td data-sheets-value='{"1":2,"2":"Opal (T/O)"}' style="border-right:1px solid #000000;overflow:hidden;padding:0px 3px 0px 3px;vertical-align:bottom;font-weight:bold;">Opal (T/O)</td> <td data-sheets-numberformat='{"1":2,"2":"0.00","3":1}' data-sheets-value='{"1":3,"3":2.9}' style="overflow:hidden;padding:0px 3px 0px 3px;vertical-align:bottom;text-align:center;">2.90</td> <td data-sheets-numberformat='{"1":2,"2":"0","3":1}' data-sheets-value='{"1":3,"3":41}' style="overflow:hidden;padding:0px 3px 0px 3px;vertical-align:bottom;text-align:center;">41</td> <td data-sheets-numberformat='{"1":2,"2":"0","3":1}' data-sheets-value='{"1":3,"3":45}' style="overflow:hidden;padding:0px 3px 0px 3px;vertical-align:bottom;text-align:center;">45</td> <td data-sheets-numberformat='{"1":2,"2":"0","3":1}' data-sheets-value='{"1":3,"3":20}' style="border-right:1px solid #000000;overflow:hidden;padding:0px 3px 0px 3px;vertical-align:bottom;text-align:center;">20</td> </tr> <tr style="height:20px;"> <td style="border-left:1px solid #000000;overflow:hidden;padding:0px 3px 0px 3px;vertical-align:bottom;font-weight:bold;"></td> <td data-sheets-value='{"1":2,"2":"Triple-walled"}' style="overflow:hidden; | skylux-160-ce-met-koepel-en-polyester-opstand-30-20-met-lm-motor-1500-x-1500-mm | 8586011377997 | 46872309006669
Smoke and heat exhaust (SHEV) | SHE system | Skylux | Skylux 160° CE with skylight and polyester curb 30/20 with LM-actuator 1600 x 1600 mm |  | 34792 | 5412970347927 | 5961.7 | Yes | 30-45 | 83.43 | 1600 x 1600 mm | 1600 | 1600 |  | polyester 30/20 (30 cm high & roof opening = 20 cm larger than daylight size) | Square | 5.17 W/m²K - 1.28 W/m²K | 87% - 32% | 90% - 32% | 20dB - 23dB | 160° CE (for industry) | skylight | without spoiler | E | Single actuator | Maximum four-walled skylight possible for this product | Ut-value LT-value g-value Rw-value EN 1873 : 2014 EN ISO 13468 EN 16153 EN 410 EN 410 EN ISO 140-3 Material Walls Shells (W/m²K) (%) (%) (dB) Acrylic Single-walled Clear (H) 5.17 90 87 - PMMA Single-walled Opal (O) 5.17 83 76 - Double-walled Clear (H/H) 2.90 81 75 20 Double-walled Opal (O/O) 2.90 69 58 20 Triple-walled Clear (H/H/H) 1.70 73 65 22 Triple-walled Opal (O/H/O) 1.70 62 51 22 Four-walled Clear (H/H/H/H) 1.28 64 54 23 Four-walled Opal (H/H/O/H) 1.28 59 48 23 Polycarbonate Single-walled Clear (A) 5.17 88 83 - PC Single-walled Opal (D) 5.17 58 60 - Double-walled Clear (A/H) 2.90 79 72 20 Double-walled Clear (A/A) 2.90 77 69 20 Double-walled Opal (A/O) 2.90 73 63 20 Double-walled Opal (A/D) 2.90 51 50 20 Triple-walled Clear (A/H/H) 1.70 71 63 22 Triple-walled Opal (A/O/O) 1.70 61 48 22 Four-walled Clear (A/H/H/H) 1.28 64 52 23 Four-walled Opal (A/H/O/H) 1.28 59 46 23 Polycarbonate Single-walled Heatstop Opal (T) 5.17 49 59 - Heatstop PC Double-walled Clear (T/H) 2.90 44 51 20 Double-walled Opal (T/O) 2.90 41 45 20 Triple-walled Clear (T/H/H) 1.70 40 <td data-sheets-numberformat='{"1":2,"2":"0","3":1}' data-sheets-value='{"1":3,"3":44}' style="overflow:hidden;paddin | https://skylux.eu/en/products/skylux-160-ce-met-koepel-en-polyester-opstand-30-20-met-lm-motor-1600-x-1600-mm | https://skylux.eu/cdn/shop/files/Skylux-160deg-CE-met-koepel-en-polyester-opstand-3020-met-LM-motor-1600-x-1600-mm-RWA-systeem.jpg?v=1702977995&width=1600 | https://skylux.eu/cdn/shop/files/e5a82811-1bb0-48e4-a776-cacb59c7c092_b914157d-35a9-4d3f-a810-3803ab214c1a.jpg?v=1688550524&width=1600 | //skylux.eu/cdn/shop/files/E_MH_Mounting_instructions_Skylux_160_CE_LM.pdf?v=12406716259046007223 | //skylux.eu/cdn/shop/files/E_TD_Technical_File_Skylux_Skylux_160_CE_Electric.pdf?v=3667116872303399239 | <style type="text/css" id="isPasted"> <!--td { border: 1px solid #cccccc; } br { mso-data-placement: same-cell; } --> </style> <table border="1" cellpadding="0" cellspacing="0" dir="ltr" style="table-layout:fixed;font-size:10pt;font-family:Arial;border-collapse:collapse;border:none;"><tbody> <tr style="height:20px;"> <td style="overflow:hidden;padding:0px 3px 0px 3px;vertical-align:bottom;"></td> <td style="overflow:hidden;padding:0px 3px 0px 3px;vertical-align:bottom;"></td> <td style="overflow:hidden;padding:0px 3px 0px 3px;vertical-align:bottom;"></td> <td data-sheets-value='{"1":2,"2":"Ut-value"}' style="overflow:hidden;padding:0px 3px 0px 3px;vertical-align:bottom;font-weight:bold;text-align:center;">Ut-value</td> <td data-sheets-value='{"1":2,"2":"LT-value"}' style="overflow:hidden;padding:0px 3px 0px 3px;vertical-align:bottom;font-weight:bold;text-align:center;">LT-value</td> <td data-sheets-value='{"1":2,"2":"g-value"}' style="overflow:hidden;padding:0px 3px 0px 3px;vertical-align:bottom;font-weight:bold;text-align:center;">g-value</td> <td data-sheets-value='{"1":2,"2":"Rw-value "}' style="overflow:hidden;padding:0px 3px 0px 3px;vertical-align:bottom;font-weight:bold;text-align:center;">Rw-value </td> </tr> <tr style="height:20px;"> <td style="overflow:hidden;padding:0px 3px 0px 3px;vertical-align:bottom;"></td> <td style="overflow:hidden;padding:0px 3px 0px 3px;vertical-align:bottom;"></td> <td style="overflow:hidden;padding:0px 3px 0px 3px;vertical-align:bottom;"></td> <td data-sheets-numberformat='{"1":2,"2":"0.00","3":1}' data-sheets-value='{"1":2,"2":"EN 1873 : 2014"}' style="overflow:hidden;padding:0px 3px 0px 3px;vertical-align:bottom;text-align:center;">EN 1873 : 2014</td> <td data-sheets-numberformat='{"1":2,"2":"0","3":1}' data-sheets-value='{"1":2,"2":"EN ISO 13468 EN 16153 EN 410"}' style="overflow:hidden;padding:0px 3px 0px 3px;vertical-align:bottom;text-align:center;">EN ISO 13468 EN 16153 EN 410</td> <td data-sheets-numberformat='{"1":2,"2":"0","3":1}' data-sheets-value='{"1":2,"2":"EN 410"}' style="overflow:hidden;padding:0px 3px 0px 3px;vertical-align:bottom;text-align:center;">EN 410</td> <td data-sheets-value='{"1":2,"2":"EN ISO 140-3\t\t"}' style="overflow:hidden;padding:0px 3px 0px 3px;vertical-align:bottom;text-align:center;">EN ISO 140-3 </td> </tr> <tr style="height:20px;"> <td data-sheets-value='{"1":2,"2":"Material"}' style="border-bottom:1px solid #000000;overflow:hidden;padding:0px 3px 0px 3px;vertical-align:bottom;background-color:#000000;font-weight:bold;color:#ffffff;">Material</td> <td data-sheets-value='{"1":2,"2":"Walls"}' style="border-bottom:1px solid #000000;overflow:hidden;padding:0px 3px 0px 3px;vertical-align:bottom;background-color:#000000;font-weight:bold;color:#ffffff;">Walls</td> <td data-sheets-value='{"1":2,"2":"Shells"}' style="border-bottom:1px solid #000000;overflow:hidden;padding:0px 3px 0px 3px;vertical-align:bottom;background-color:#000000;font-weight:bold;color:#ffffff;">Shells</td> <td data-sheets-numberformat='{"1":2,"2":"0.00","3":1}' data-sheets-value='{"1":2,"2":"(W/m²K)\t"}' style="border-bottom:1px solid #000000;overflow:hidden;padding:0px 3px 0px 3px;vertical-align:bottom;background-color:#000000;font-weight:bold;color:#ffffff;text-align:center;">(W/m²K) </td> <td data-sheets-numberformat='{"1":2,"2":"0","3":1}' data-sheets-value='{"1":2,"2":"(%)"}' style="border-bottom:1px solid #000000;overflow:hidden;padding:0px 3px 0px 3px;vertical-align:bottom;background-color:#000000;font-weight:bold;color:#ffffff;text-align:center;">(%)</td> <td data-sheets-numberformat='{"1":2,"2":"0","3":1}' data-sheets-value='{"1":2,"2":"(%)"}' style="border-bottom:1px solid #000000;overflow:hidden;padding:0px 3px 0px 3px;vertical-align:bottom;background-color:#000000;font-weight:bold;color:#ffffff;text-align:center;">(%)</td> <td data-sheets-value='{"1":2,"2":"(dB)"}' style="border-bottom:1px solid #000000;overflow:hidden;padding:0px 3px 0px 3px;vertical-align:bottom;background-color:#000000;font-weight:bold;color:#ffffff;text-align:center;">(dB)</td> </tr> <tr style="height:20px;"> <td data-sheets-value='{"1":2,"2":"Acrylic"}' style="border-left:1px solid #000000;overflow:hidden;padding:0px 3px 0px 3px;vertical-align:bottom;font-weight:bold;">Acrylic</td> <td data-sheets-value='{"1":2,"2":"Single-walled"}' style="overflow:hidden;padding:0px 3px 0px 3px;vertical-align:bottom;font-weight:bold;">Single-walled</td> <td data-sheets-value='{"1":2,"2":"Clear (H)"}' style="border-right:1px solid #000000;overflow:hidden;padding:0px 3px 0px 3px;vertical-align:bottom;font-weight:bold;">Clear (H)</td> <td data-sheets-numberformat='{"1":2,"2":"0.00","3":1}' data-sheets-value='{"1":3,"3":5.17}' style="overflow:hidden;padding:0px 3px 0px 3px;vertical-align:bottom;text-align:center;">5.17</td> <td data-sheets-numberformat='{"1":2,"2":"0","3":1}' data-sheets-value='{"1":3,"3":90}' style="overflow:hidden;padding:0px 3px 0px 3px;vertical-align:bottom;text-align:center;">90</td> <td data-sheets-numberformat='{"1":2,"2":"0","3":1}' data-sheets-value='{"1":3,"3":87}' style="overflow:hidden;padding:0px 3px 0px 3px;vertical-align:bottom;text-align:center;">87</td> <td data-sheets-numberformat='{"1":2,"2":"0","3":1}' data-sheets-value='{"1":2,"2":"-"}' style="border-right:1px solid #000000;overflow:hidden;padding:0px 3px 0px 3px;vertical-align:bottom;text-align:center;">-</td> </tr> <tr style="height:20px;"> <td data-sheets-value='{"1":2,"2":"PMMA"}' style="border-left:1px solid #000000;overflow:hidden;padding:0px 3px 0px 3px;vertical-align:bottom;font-weight:bold;">PMMA</td> <td data-sheets-value='{"1":2,"2":"Single-walled"}' style="overflow:hidden;padding:0px 3px 0px 3px;vertical-align:bottom;font-weight:bold;">Single-walled</td> <td data-sheets-value='{"1":2,"2":"Opal (O)"}' style="border-right:1px solid #000000;overflow:hidden;padding:0px 3px 0px 3px;vertical-align:bottom;font-weight:bold;">Opal (O)</td> <td data-sheets-numberformat='{"1":2,"2":"0.00","3":1}' data-sheets-value='{"1":3,"3":5.17}' style="overflow:hidden;padding:0px 3px 0px 3px;vertical-align:bottom;text-align:center;">5.17</td> <td data-sheets-numberformat='{"1":2,"2":"0","3":1}' data-sheets-value='{"1":3,"3":83}' style="overflow:hidden;padding:0px 3px 0px 3px;vertical-align:bottom;text-align:center;">83</td> <td data-sheets-numberformat='{"1":2,"2":"0","3":1}' data-sheets-value='{"1":3,"3":76}' style="overflow:hidden;padding:0px 3px 0px 3px;vertical-align:bottom;text-align:center;">76</td> <td data-sheets-numberformat='{"1":2,"2":"0","3":1}' data-sheets-value='{"1":2,"2":"-"}' style="border-right:1px solid #000000;overflow:hidden;padding:0px 3px 0px 3px;vertical-align:bottom;text-align:center;">-</td> </tr> <tr style="height:20px;"> <td style="border-left:1px solid #000000;overflow:hidden;padding:0px 3px 0px 3px;vertical-align:bottom;font-weight:bold;"></td> <td data-sheets-value='{"1":2,"2":"Double-walled"}' style="overflow:hidden;padding:0px 3px 0px 3px;vertical-align:bottom;font-weight:bold;">Double-walled</td> <td data-sheets-value='{"1":2,"2":"Clear (H/H)"}' style="border-right:1px solid #000000;overflow:hidden;padding:0px 3px 0px 3px;vertical-align:bottom;font-weight:bold;">Clear (H/H)</td> <td data-sheets-numberformat='{"1":2,"2":"0.00","3":1}' data-sheets-value='{"1":3,"3":2.9}' style="overflow:hidden;padding:0px 3px 0px 3px;vertical-align:bottom;text-align:center;">2.90</td> <td data-sheets-numberformat='{"1":2,"2":"0","3":1}' data-sheets-value='{"1":3,"3":81}' style="overflow:hidden;padding:0px 3px 0px 3px;vertical-align:bottom;text-align:center;">81</td> <td data-sheets-numberformat='{"1":2,"2":"0","3":1}' data-sheets-value='{"1":3,"3":75}' style="overflow:hidden;padding:0px 3px 0px 3px;vertical-align:bottom;text-align:center;">75</td> <td data-sheets-numberformat='{"1":2,"2":"0","3":1}' data-sheets-value='{"1":3,"3":20}' style="border-right:1px solid #000000;overflow:hidden;padding:0px 3px 0px 3px;vertical-align:bottom;text-align:center;">20</td> </tr> <tr style="height:20px;"> <td style="border-left:1px solid #000000;overflow:hidden;padding:0px 3px 0px 3px;vertical-align:bottom;font-weight:bold;"></td> <td data-sheets-value='{"1":2,"2":"Double-walled"}' style="overflow:hidden;padding:0px 3px 0px 3px;vertical-align:bottom;font-weight:bold;">Double-walled</td> <td data-sheets-value='{"1":2,"2":"Opal (O/O)"}' style="border-right:1px solid #000000;overflow:hidden;padding:0px 3px 0px 3px;vertical-align:bottom;font-weight:bold;">Opal (O/O)</td> <td data-sheets-numberformat='{"1":2,"2":"0.00","3":1}' data-sheets-value='{"1":3,"3":2.9}' style="overflow:hidden;padding:0px 3px 0px 3px;vertical-align:bottom;text-align:center;">2.90</td> <td data-sheets-numberformat='{"1":2,"2":"0","3":1}' data-sheets-value='{"1":3,"3":69}' style="overflow:hidden;padding:0px 3px 0px 3px;vertical-align:bottom;text-align:center;">69</td> <td data-sheets-numberformat='{"1":2,"2":"0","3":1}' data-sheets-value='{"1":3,"3":58}' style="overflow:hidden;padding:0px 3px 0px 3px;vertical-align:bottom;text-align:center;">58</td> <td data-sheets-numberformat='{"1":2,"2":"0","3":1}' data-sheets-value='{"1":3,"3":20}' style="border-right:1px solid #000000;overflow:hidden;padding:0px 3px 0px 3px;vertical-align:bottom;text-align:center;">20</td> </tr> <tr style="height:20px;"> <td style="border-left:1px solid #000000;overflow:hidden;padding:0px 3px 0px 3px;vertical-align:bottom;font-weight:bold;"></td> <td data-sheets-value='{"1":2,"2":"Triple-walled"}' style="overflow:hidden;padding:0px 3px 0px 3px;vertical-align:bottom;font-weight:bold;">Triple-walled</td> <td data-sheets-value='{"1":2,"2":"Clear (H/H/H)"}' style="border-right:1px solid #000000;overflow:hidden;padding:0px 3px 0px 3px;vertical-align:bottom;font-weight:bold;">Clear (H/H/H)</td> <td data-sheets-numberformat='{"1":2,"2":"0.00","3":1}' data-sheets-value='{"1":3,"3":1.7}' style="overflow:hidden;padding:0px 3px 0px 3px;vertical-align:bottom;text-align:center;">1.70</td> <td data-sheets-numberformat='{"1":2,"2":"0","3":1}' data-sheets-value='{"1":3,"3":73}' style="overflow:hidden;padding:0px 3px 0px 3px;vertical-align:bottom;text-align:center;">73</td> <td data-sheets-numberformat='{"1":2,"2":"0","3":1}' data-sheets-value='{"1":3,"3":65}' style="overflow:hidden;padding:0px 3px 0px 3px;vertical-align:bottom;text-align:center;">65</td> <td data-sheets-numberformat='{"1":2,"2":"0","3":1}' data-sheets-value='{"1":3,"3":22}' style="border-right:1px solid #000000;overflow:hidden;padding:0px 3px 0px 3px;vertical-align:bottom;text-align:center;">22</td> </tr> <tr style="height:20px;"> <td style="border-left:1px solid #000000;overflow:hidden;padding:0px 3px 0px 3px;vertical-align:bottom;font-weight:bold;"></td> <td data-sheets-value='{"1":2,"2":"Triple-walled"}' style="overflow:hidden;padding:0px 3px 0px 3px;vertical-align:bottom;font-weight:bold;">Triple-walled</td> <td data-sheets-value='{"1":2,"2":"Opal (O/H/O)"}' style="border-right:1px solid #000000;overflow:hidden;padding:0px 3px 0px 3px;vertical-align:bottom;font-weight:bold;">Opal (O/H/O)</td> <td data-sheets-numberformat='{"1":2,"2":"0.00","3":1}' data-sheets-value='{"1":3,"3":1.7}' style="overflow:hidden;padding:0px 3px 0px 3px;vertical-align:bottom;text-align:center;">1.70</td> <td data-sheets-numberformat='{"1":2,"2":"0","3":1}' data-sheets-value='{"1":3,"3":62}' style="overflow:hidden;padding:0px 3px 0px 3px;vertical-align:bottom;text-align:center;">62</td> <td data-sheets-numberformat='{"1":2,"2":"0","3":1}' data-sheets-value='{"1":3,"3":51}' style="overflow:hidden;padding:0px 3px 0px 3px;vertical-align:bottom;text-align:center;">51</td> <td data-sheets-numberformat='{"1":2,"2":"0","3":1}' data-sheets-value='{"1":3,"3":22}' style="border-right:1px solid #000000;overflow:hidden;padding:0px 3px 0px 3px;vertical-align:bottom;text-align:center;">22</td> </tr> <tr style="height:20px;"> <td style="border-left:1px solid #000000;overflow:hidden;padding:0px 3px 0px 3px;vertical-align:bottom;font-weight:bold;"></td> <td data-sheets-value='{"1":2,"2":"Four-walled"}' style="overflow:hidden;padding:0px 3px 0px 3px;vertical-align:bottom;font-weight:bold;">Four-walled</td> <td data-sheets-value='{"1":2,"2":"Clear (H/H/H/H)"}' style="border-right:1px solid #000000;overflow:hidden;padding:0px 3px 0px 3px;vertical-align:bottom;font-weight:bold;">Clear (H/H/H/H)</td> <td data-sheets-numberformat='{"1":2,"2":"0.00","3":1}' data-sheets-value='{"1":3,"3":1.28}' style="overflow:hidden;padding:0px 3px 0px 3px;vertical-align:bottom;text-align:center;">1.28</td> <td data-sheets-numberformat='{"1":2,"2":"0","3":1}' data-sheets-value='{"1":3,"3":64}' style="overflow:hidden;padding:0px 3px 0px 3px;vertical-align:bottom;text-align:center;">64</td> <td data-sheets-numberformat='{"1":2,"2":"0","3":1}' data-sheets-value='{"1":3,"3":54}' style="overflow:hidden;padding:0px 3px 0px 3px;vertical-align:bottom;text-align:center;">54</td> <td data-sheets-numberformat='{"1":2,"2":"0","3":1}' data-sheets-value='{"1":3,"3":23}' style="border-right:1px solid #000000;overflow:hidden;padding:0px 3px 0px 3px;vertical-align:bottom;text-align:center;">23</td> </tr> <tr style="height:20px;"> <td style="border-bottom:1px solid #000000;border-left:1px solid #000000;overflow:hidden;padding:0px 3px 0px 3px;vertical-align:bottom;"></td> <td data-sheets-value='{"1":2,"2":"Four-walled"}' style="border-bottom:1px solid #000000;overflow:hidden;padding:0px 3px 0px 3px;vertical-align:bottom;font-weight:bold;">Four-walled</td> <td data-sheets-value='{"1":2,"2":"Opal (H/H/O/H)"}' style="border-right:1px solid #000000;border-bottom:1px solid #000000;overflow:hidden;padding:0px 3px 0px 3px;vertical-align:bottom;font-weight:bold;">Opal (H/H/O/H)</td> <td data-sheets-numberformat='{"1":2,"2":"0.00","3":1}' data-sheets-value='{"1":3,"3":1.28}' style="border-bottom:1px solid #000000;overflow:hidden;padding:0px 3px 0px 3px;vertical-align:bottom;text-align:center;">1.28</td> <td data-sheets-numberformat='{"1":2,"2":"0","3":1}' data-sheets-value='{"1":3,"3":59}' style="border-bottom:1px solid #000000;overflow:hidden;padding:0px 3px 0px 3px;vertical-align:bottom;text-align:center;">59</td> <td data-sheets-numberformat='{"1":2,"2":"0","3":1}' data-sheets-value='{"1":3,"3":48}' style="border-bottom:1px solid #000000;overflow:hidden;padding:0px 3px 0px 3px;vertical-align:bottom;text-align:center;">48</td> <td data-sheets-numberformat='{"1":2,"2":"0","3":1}' data-sheets-value='{"1":3,"3":23}' style="border-right:1px solid #000000;border-bottom:1px solid #000000;overflow:hidden;padding:0px 3px 0px 3px;vertical-align:bottom;text-align:center;">23</td> </tr> <tr style="height:20px;"> <td data-sheets-value='{"1":2,"2":"Polycarbonate "}' style="border-left:1px solid #000000;overflow:hidden;padding:0px 3px 0px 3px;vertical-align:bottom;font-weight:bold;">Polycarbonate </td> <td data-sheets-value='{"1":2,"2":"Single-walled"}' style="overflow:hidden;padding:0px 3px 0px 3px;vertical-align:bottom;font-weight:bold;">Single-walled</td> <td data-sheets-value='{"1":2,"2":"Clear (A)"}' style="border-right:1px solid #000000;overflow:hidden;padding:0px 3px 0px 3px;vertical-align:bottom;font-weight:bold;">Clear (A)</td> <td data-sheets-numberformat='{"1":2,"2":"0.00","3":1}' data-sheets-value='{"1":3,"3":5.17}' style="overflow:hidden;padding:0px 3px 0px 3px;vertical-align:bottom;text-align:center;">5.17</td> <td data-sheets-numberformat='{"1":2,"2":"0","3":1}' data-sheets-value='{"1":3,"3":88}' style="overflow:hidden;padding:0px 3px 0px 3px;vertical-align:bottom;text-align:center;">88</td> <td data-sheets-numberformat='{"1":2,"2":"0","3":1}' data-sheets-value='{"1":3,"3":83}' style="overflow:hidden;padding:0px 3px 0px 3px;vertical-align:bottom;text-align:center;">83</td> <td data-sheets-numberformat='{"1":2,"2":"0","3":1}' data-sheets-value='{"1":2,"2":"-"}' style="border-right:1px solid #000000;overflow:hidden;padding:0px 3px 0px 3px;vertical-align:bottom;text-align:center;">-</td> </tr> <tr style="height:20px;"> <td data-sheets-value='{"1":2,"2":"PC"}' style="border-left:1px solid #000000;overflow:hidden;padding:0px 3px 0px 3px;vertical-align:bottom;font-weight:bold;">PC</td> <td data-sheets-value='{"1":2,"2":"Single-walled"}' style="overflow:hidden;padding:0px 3px 0px 3px;vertical-align:bottom;font-weight:bold;">Single-walled</td> <td data-sheets-value='{"1":2,"2":"Opal (D)"}' style="border-right:1px solid #000000;overflow:hidden;padding:0px 3px 0px 3px;vertical-align:bottom;font-weight:bold;">Opal (D)</td> <td data-sheets-numberformat='{"1":2,"2":"0.00","3":1}' data-sheets-value='{"1":3,"3":5.17}' style="overflow:hidden;padding:0px 3px 0px 3px;vertical-align:bottom;text-align:center;">5.17</td> <td data-sheets-numberformat='{"1":2,"2":"0","3":1}' data-sheets-value='{"1":3,"3":58}' style="overflow:hidden;padding:0px 3px 0px 3px;vertical-align:bottom;text-align:center;">58</td> <td data-sheets-numberformat='{"1":2,"2":"0","3":1}' data-sheets-value='{"1":3,"3":60}' style="overflow:hidden;padding:0px 3px 0px 3px;vertical-align:bottom;text-align:center;">60</td> <td data-sheets-numberformat='{"1":2,"2":"0","3":1}' data-sheets-value='{"1":2,"2":"-"}' style="border-right:1px solid #000000;overflow:hidden;padding:0px 3px 0px 3px;vertical-align:bottom;text-align:center;">-</td> </tr> <tr style="height:20px;"> <td style="border-left:1px solid #000000;overflow:hidden;padding:0px 3px 0px 3px;vertical-align:bottom;font-weight:bold;"></td> <td data-sheets-value='{"1":2,"2":"Double-walled"}' style="overflow:hidden;padding:0px 3px 0px 3px;vertical-align:bottom;font-weight:bold;">Double-walled</td> <td data-sheets-value='{"1":2,"2":"Clear (A/H)"}' style="border-right:1px solid #000000;overflow:hidden;padding:0px 3px 0px 3px;vertical-align:bottom;font-weight:bold;">Clear (A/H)</td> <td data-sheets-numberformat='{"1":2,"2":"0.00","3":1}' data-sheets-value='{"1":3,"3":2.9}' style="overflow:hidden;padding:0px 3px 0px 3px;vertical-align:bottom;text-align:center;">2.90</td> <td data-sheets-numberformat='{"1":2,"2":"0","3":1}' data-sheets-value='{"1":3,"3":79}' style="overflow:hidden;padding:0px 3px 0px 3px;vertical-align:bottom;text-align:center;">79</td> <td data-sheets-numberformat='{"1":2,"2":"0","3":1}' data-sheets-value='{"1":3,"3":72}' style="overflow:hidden;padding:0px 3px 0px 3px;vertical-align:bottom;text-align:center;">72</td> <td data-sheets-numberformat='{"1":2,"2":"0","3":1}' data-sheets-value='{"1":3,"3":20}' style="border-right:1px solid #000000;overflow:hidden;padding:0px 3px 0px 3px;vertical-align:bottom;text-align:center;">20</td> </tr> <tr style="height:20px;"> <td style="border-left:1px solid #000000;overflow:hidden;padding:0px 3px 0px 3px;vertical-align:bottom;font-weight:bold;"></td> <td data-sheets-value='{"1":2,"2":"Double-walled"}' style="overflow:hidden;padding:0px 3px 0px 3px;vertical-align:bottom;font-weight:bold;">Double-walled</td> <td data-sheets-value='{"1":2,"2":"Clear (A/A)"}' style="border-right:1px solid #000000;overflow:hidden;padding:0px 3px 0px 3px;vertical-align:bottom;font-weight:bold;">Clear (A/A)</td> <td data-sheets-numberformat='{"1":2,"2":"0.00","3":1}' data-sheets-value='{"1":3,"3":2.9}' style="overflow:hidden;padding:0px 3px 0px 3px;vertical-align:bottom;text-align:center;">2.90</td> <td data-sheets-numberformat='{"1":2,"2":"0","3":1}' data-sheets-value='{"1":3,"3":77}' style="overflow:hidden;padding:0px 3px 0px 3px;vertical-align:bottom;text-align:center;">77</td> <td data-sheets-numberformat='{"1":2,"2":"0","3":1}' data-sheets-value='{"1":3,"3":69}' style="overflow:hidden;padding:0px 3px 0px 3px;vertical-align:bottom;text-align:center;">69</td> <td data-sheets-numberformat='{"1":2,"2":"0","3":1}' data-sheets-value='{"1":3,"3":20}' style="border-right:1px solid #000000;overflow:hidden;padding:0px 3px 0px 3px;vertical-align:bottom;text-align:center;">20</td> </tr> <tr style="height:20px;"> <td style="border-left:1px solid #000000;overflow:hidden;padding:0px 3px 0px 3px;vertical-align:bottom;font-weight:bold;"></td> <td data-sheets-value='{"1":2,"2":"Double-walled"}' style="overflow:hidden;padding:0px 3px 0px 3px;vertical-align:bottom;font-weight:bold;">Double-walled</td> <td data-sheets-value='{"1":2,"2":"Opal (A/O)"}' style="border-right:1px solid #000000;overflow:hidden;padding:0px 3px 0px 3px;vertical-align:bottom;font-weight:bold;">Opal (A/O)</td> <td data-sheets-numberformat='{"1":2,"2":"0.00","3":1}' data-sheets-value='{"1":3,"3":2.9}' style="overflow:hidden;padding:0px 3px 0px 3px;vertical-align:bottom;text-align:center;">2.90</td> <td data-sheets-numberformat='{"1":2,"2":"0","3":1}' data-sheets-value='{"1":3,"3":73}' style="overflow:hidden;padding:0px 3px 0px 3px;vertical-align:bottom;text-align:center;">73</td> <td data-sheets-numberformat='{"1":2,"2":"0","3":1}' data-sheets-value='{"1":3,"3":63}' style="overflow:hidden;padding:0px 3px 0px 3px;vertical-align:bottom;text-align:center;">63</td> <td data-sheets-numberformat='{"1":2,"2":"0","3":1}' data-sheets-value='{"1":3,"3":20}' style="border-right:1px solid #000000;overflow:hidden;padding:0px 3px 0px 3px;vertical-align:bottom;text-align:center;">20</td> </tr> <tr style="height:20px;"> <td style="border-left:1px solid #000000;overflow:hidden;padding:0px 3px 0px 3px;vertical-align:bottom;font-weight:bold;"></td> <td data-sheets-value='{"1":2,"2":"Double-walled"}' style="overflow:hidden;padding:0px 3px 0px 3px;vertical-align:bottom;font-weight:bold;">Double-walled</td> <td data-sheets-value='{"1":2,"2":"Opal (A/D)"}' style="border-right:1px solid #000000;overflow:hidden;padding:0px 3px 0px 3px;vertical-align:bottom;font-weight:bold;">Opal (A/D)</td> <td data-sheets-numberformat='{"1":2,"2":"0.00","3":1}' data-sheets-value='{"1":3,"3":2.9}' style="overflow:hidden;padding:0px 3px 0px 3px;vertical-align:bottom;text-align:center;">2.90</td> <td data-sheets-numberformat='{"1":2,"2":"0","3":1}' data-sheets-value='{"1":3,"3":51}' style="overflow:hidden;padding:0px 3px 0px 3px;vertical-align:bottom;text-align:center;">51</td> <td data-sheets-numberformat='{"1":2,"2":"0","3":1}' data-sheets-value='{"1":3,"3":50}' style="overflow:hidden;padding:0px 3px 0px 3px;vertical-align:bottom;text-align:center;">50</td> <td data-sheets-numberformat='{"1":2,"2":"0","3":1}' data-sheets-value='{"1":3,"3":20}' style="border-right:1px solid #000000;overflow:hidden;padding:0px 3px 0px 3px;vertical-align:bottom;text-align:center;">20</td> </tr> <tr style="height:20px;"> <td style="border-left:1px solid #000000;overflow:hidden;padding:0px 3px 0px 3px;vertical-align:bottom;font-weight:bold;"></td> <td data-sheets-value='{"1":2,"2":"Triple-walled"}' style="overflow:hidden;padding:0px 3px 0px 3px;vertical-align:bottom;font-weight:bold;">Triple-walled</td> <td data-sheets-value='{"1":2,"2":"Clear (A/H/H)"}' style="border-right:1px solid #000000;overflow:hidden;padding:0px 3px 0px 3px;vertical-align:bottom;font-weight:bold;">Clear (A/H/H)</td> <td data-sheets-numberformat='{"1":2,"2":"0.00","3":1}' data-sheets-value='{"1":3,"3":1.7}' style="overflow:hidden;padding:0px 3px 0px 3px;vertical-align:bottom;text-align:center;">1.70</td> <td data-sheets-numberformat='{"1":2,"2":"0","3":1}' data-sheets-value='{"1":3,"3":71}' style="overflow:hidden;padding:0px 3px 0px 3px;vertical-align:bottom;text-align:center;">71</td> <td data-sheets-numberformat='{"1":2,"2":"0","3":1}' data-sheets-value='{"1":3,"3":63}' style="overflow:hidden;padding:0px 3px 0px 3px;vertical-align:bottom;text-align:center;">63</td> <td data-sheets-numberformat='{"1":2,"2":"0","3":1}' data-sheets-value='{"1":3,"3":22}' style="border-right:1px solid #000000;overflow:hidden;padding:0px 3px 0px 3px;vertical-align:bottom;text-align:center;">22</td> </tr> <tr style="height:20px;"> <td style="border-left:1px solid #000000;overflow:hidden;padding:0px 3px 0px 3px;vertical-align:bottom;font-weight:bold;"></td> <td data-sheets-value='{"1":2,"2":"Triple-walled"}' style="overflow:hidden;padding:0px 3px 0px 3px;vertical-align:bottom;font-weight:bold;">Triple-walled</td> <td data-sheets-value='{"1":2,"2":"Opal (A/O/O)"}' style="border-right:1px solid #000000;overflow:hidden;padding:0px 3px 0px 3px;vertical-align:bottom;font-weight:bold;">Opal (A/O/O)</td> <td data-sheets-numberformat='{"1":2,"2":"0.00","3":1}' data-sheets-value='{"1":3,"3":1.7}' style="overflow:hidden;padding:0px 3px 0px 3px;vertical-align:bottom;text-align:center;">1.70</td> <td data-sheets-numberformat='{"1":2,"2":"0","3":1}' data-sheets-value='{"1":3,"3":61}' style="overflow:hidden;padding:0px 3px 0px 3px;vertical-align:bottom;text-align:center;">61</td> <td data-sheets-numberformat='{"1":2,"2":"0","3":1}' data-sheets-value='{"1":3,"3":48}' style="overflow:hidden;padding:0px 3px 0px 3px;vertical-align:bottom;text-align:center;">48</td> <td data-sheets-numberformat='{"1":2,"2":"0","3":1}' data-sheets-value='{"1":3,"3":22}' style="border-right:1px solid #000000;overflow:hidden;padding:0px 3px 0px 3px;vertical-align:bottom;text-align:center;">22</td> </tr> <tr style="height:20px;"> <td style="border-left:1px solid #000000;overflow:hidden;padding:0px 3px 0px 3px;vertical-align:bottom;font-weight:bold;"></td> <td data-sheets-value='{"1":2,"2":"Four-walled"}' style="overflow:hidden;padding:0px 3px 0px 3px;vertical-align:bottom;font-weight:bold;">Four-walled</td> <td data-sheets-value='{"1":2,"2":"Clear (A/H/H/H)"}' style="border-right:1px solid #000000;overflow:hidden;padding:0px 3px 0px 3px;vertical-align:bottom;font-weight:bold;">Clear (A/H/H/H)</td> <td data-sheets-numberformat='{"1":2,"2":"0.00","3":1}' data-sheets-value='{"1":3,"3":1.28}' style="overflow:hidden;padding:0px 3px 0px 3px;vertical-align:bottom;text-align:center;">1.28</td> <td data-sheets-numberformat='{"1":2,"2":"0","3":1}' data-sheets-value='{"1":3,"3":64}' style="overflow:hidden;padding:0px 3px 0px 3px;vertical-align:bottom;text-align:center;">64</td> <td data-sheets-numberformat='{"1":2,"2":"0","3":1}' data-sheets-value='{"1":3,"3":52}' style="overflow:hidden;padding:0px 3px 0px 3px;vertical-align:bottom;text-align:center;">52</td> <td data-sheets-numberformat='{"1":2,"2":"0","3":1}' data-sheets-value='{"1":3,"3":23}' style="border-right:1px solid #000000;overflow:hidden;padding:0px 3px 0px 3px;vertical-align:bottom;text-align:center;">23</td> </tr> <tr style="height:20px;"> <td style="border-bottom:1px solid #000000;border-left:1px solid #000000;overflow:hidden;padding:0px 3px 0px 3px;vertical-align:bottom;"></td> <td data-sheets-value='{"1":2,"2":"Four-walled"}' style="border-bottom:1px solid #000000;overflow:hidden;padding:0px 3px 0px 3px;vertical-align:bottom;font-weight:bold;">Four-walled</td> <td data-sheets-value='{"1":2,"2":"Opal (A/H/O/H)"}' style="border-right:1px solid #000000;border-bottom:1px solid #000000;overflow:hidden;padding:0px 3px 0px 3px;vertical-align:bottom;font-weight:bold;">Opal (A/H/O/H)</td> <td data-sheets-numberformat='{"1":2,"2":"0.00","3":1}' data-sheets-value='{"1":3,"3":1.28}' style="border-bottom:1px solid #000000;overflow:hidden;padding:0px 3px 0px 3px;vertical-align:bottom;text-align:center;">1.28</td> <td data-sheets-numberformat='{"1":2,"2":"0","3":1}' data-sheets-value='{"1":3,"3":59}' style="border-bottom:1px solid #000000;overflow:hidden;padding:0px 3px 0px 3px;vertical-align:bottom;text-align:center;">59</td> <td data-sheets-numberformat='{"1":2,"2":"0","3":1}' data-sheets-value='{"1":3,"3":46}' style="border-bottom:1px solid #000000;overflow:hidden;padding:0px 3px 0px 3px;vertical-align:bottom;text-align:center;">46</td> <td data-sheets-numberformat='{"1":2,"2":"0","3":1}' data-sheets-value='{"1":3,"3":23}' style="border-right:1px solid #000000;border-bottom:1px solid #000000;overflow:hidden;padding:0px 3px 0px 3px;vertical-align:bottom;text-align:center;">23</td> </tr> <tr style="height:20px;"> <td data-sheets-value='{"1":2,"2":"Polycarbonate"}' style="border-left:1px solid #000000;overflow:hidden;padding:0px 3px 0px 3px;vertical-align:bottom;font-weight:bold;">Polycarbonate</td> <td data-sheets-value='{"1":2,"2":"Single-walled"}' style="overflow:hidden;padding:0px 3px 0px 3px;vertical-align:bottom;font-weight:bold;">Single-walled</td> <td data-sheets-value='{"1":2,"2":"Heatstop Opal (T)"}' style="border-right:1px solid #000000;overflow:hidden;padding:0px 3px 0px 3px;vertical-align:bottom;font-weight:bold;">Heatstop Opal (T)</td> <td data-sheets-numberformat='{"1":2,"2":"0.00","3":1}' data-sheets-value='{"1":3,"3":5.17}' style="overflow:hidden;padding:0px 3px 0px 3px;vertical-align:bottom;text-align:center;">5.17</td> <td data-sheets-numberformat='{"1":2,"2":"0","3":1}' data-sheets-value='{"1":3,"3":49}' style="overflow:hidden;padding:0px 3px 0px 3px;vertical-align:bottom;text-align:center;">49</td> <td data-sheets-numberformat='{"1":2,"2":"0","3":1}' data-sheets-value='{"1":3,"3":59}' style="overflow:hidden;padding:0px 3px 0px 3px;vertical-align:bottom;text-align:center;">59</td> <td data-sheets-numberformat='{"1":2,"2":"0","3":1}' data-sheets-value='{"1":2,"2":"-"}' style="border-right:1px solid #000000;overflow:hidden;padding:0px 3px 0px 3px;vertical-align:bottom;text-align:center;">-</td> </tr> <tr style="height:20px;"> <td data-sheets-value='{"1":2,"2":"Heatstop PC"}' style="border-left:1px solid #000000;overflow:hidden;padding:0px 3px 0px 3px;vertical-align:bottom;font-weight:bold;">Heatstop PC</td> <td data-sheets-value='{"1":2,"2":"Double-walled"}' style="overflow:hidden;padding:0px 3px 0px 3px;vertical-align:bottom;font-weight:bold;">Double-walled</td> <td data-sheets-value='{"1":2,"2":"Clear (T/H)"}' style="border-right:1px solid #000000;overflow:hidden;padding:0px 3px 0px 3px;vertical-align:bottom;font-weight:bold;">Clear (T/H)</td> <td data-sheets-numberformat='{"1":2,"2":"0.00","3":1}' data-sheets-value='{"1":3,"3":2.9}' style="overflow:hidden;padding:0px 3px 0px 3px;vertical-align:bottom;text-align:center;">2.90</td> <td data-sheets-numberformat='{"1":2,"2":"0","3":1}' data-sheets-value='{"1":3,"3":44}' style="overflow:hidden;padding:0px 3px 0px 3px;vertical-align:bottom;text-align:center;">44</td> <td data-sheets-numberformat='{"1":2,"2":"0","3":1}' data-sheets-value='{"1":3,"3":51}' style="overflow:hidden;padding:0px 3px 0px 3px;vertical-align:bottom;text-align:center;">51</td> <td data-sheets-numberformat='{"1":2,"2":"0","3":1}' data-sheets-value='{"1":3,"3":20}' style="border-right:1px solid #000000;overflow:hidden;padding:0px 3px 0px 3px;vertical-align:bottom;text-align:center;">20</td> </tr> <tr style="height:20px;"> <td style="border-left:1px solid #000000;overflow:hidden;padding:0px 3px 0px 3px;vertical-align:bottom;font-weight:bold;"></td> <td data-sheets-value='{"1":2,"2":"Double-walled"}' style="overflow:hidden;padding:0px 3px 0px 3px;vertical-align:bottom;font-weight:bold;">Double-walled</td> <td data-sheets-value='{"1":2,"2":"Opal (T/O)"}' style="border-right:1px solid #000000;overflow:hidden;padding:0px 3px 0px 3px;vertical-align:bottom;font-weight:bold;">Opal (T/O)</td> <td data-sheets-numberformat='{"1":2,"2":"0.00","3":1}' data-sheets-value='{"1":3,"3":2.9}' style="overflow:hidden;padding:0px 3px 0px 3px;vertical-align:bottom;text-align:center;">2.90</td> <td data-sheets-numberformat='{"1":2,"2":"0","3":1}' data-sheets-value='{"1":3,"3":41}' style="overflow:hidden;padding:0px 3px 0px 3px;vertical-align:bottom;text-align:center;">41</td> <td data-sheets-numberformat='{"1":2,"2":"0","3":1}' data-sheets-value='{"1":3,"3":45}' style="overflow:hidden;padding:0px 3px 0px 3px;vertical-align:bottom;text-align:center;">45</td> <td data-sheets-numberformat='{"1":2,"2":"0","3":1}' data-sheets-value='{"1":3,"3":20}' style="border-right:1px solid #000000;overflow:hidden;padding:0px 3px 0px 3px;vertical-align:bottom;text-align:center;">20</td> </tr> <tr style="height:20px;"> <td style="border-left:1px solid #000000;overflow:hidden;padding:0px 3px 0px 3px;vertical-align:bottom;font-weight:bold;"></td> <td data-sheets-value='{"1":2,"2":"Triple-walled"}' style="overflow:hidden; | skylux-160-ce-met-koepel-en-polyester-opstand-30-20-met-lm-motor-1600-x-1600-mm | 8586011410765 | 46872309072205
Smoke and heat exhaust (SHEV) | SHE system | Skylux | Skylux 160° CE with skylight and polyester curb 30/20 with LM-actuator and PVC frame type EP25 0700 x 1000 mm |  | 50718 | 5412970507185 | 4120.05 | Yes | 30-45 | 54.3 | 700 x 1000 mm | 1000 | 700 |  | polyester 30/20 (30 cm high & roof opening = 20 cm larger than daylight size) | Rectangular | 1.19 W/m²K - 0.98 W/m²K | 57% - 30% | 37% - 17% | 24dB - 26dB | 160° CE (for industry) | PVC frame EP25 | without spoiler | E | Single actuator | Maximum double-walled skylight possible for this product | Ut-value LT-value g-value Rw-value EN 1873 : 2014 EN ISO 13468 EN 16153 EN 410 EN 410 EN ISO 140-3 Material Walls Shells (W/m²K) (%) (%) (dB) Acrylic EW Clear (H) 1.19 37 57 24 PMMA Opal (O) 1.19 34 50 24 DW Clear (H/H) 0.98 33 50 26 Opal (O/O) 0.98 28 38 26 Polycarbonate EW Clear (A) 1.19 36 55 24 PC Opal (D) 1.19 24 40 24 DW Clear (A/H) 0.98 32 48 26 Clear (A/A) 0.98 32 46 26 Opal (A/O) 0.98 30 42 26 Opal (A/D) 0.98 21 33 26 Polycarbonate EW Heatstop Opal (T) 1.19 20 39 24 Heatstop PC DW Clear (T/H) 0.98 18 34 26 Opal (T/O) 0.98 17 30 26 | https://skylux.eu/en/products/skylux-160-ce-met-koepel-en-polyester-opstand-30-20-met-lm-motor-en-pvc-raam-type-ep25-0700-x-1000-mm | https://skylux.eu/cdn/shop/files/Skylux-160deg-CE-met-koepel-en-polyester-opstand-3020-met-LM-motor-en-pvc-raam-type-EP25-0700-x-1000-mm-RWA-systeem.jpg?v=1702978023&width=1600 | https://skylux.eu/cdn/shop/files/e5a82811-1bb0-48e4-a776-cacb59c7c092_fc5f7037-241e-4d4a-8967-ec8b954098fb.jpg?v=1688550534&width=1600 | //skylux.eu/cdn/shop/files/E_MH_Mounting_instructions_Skylux_160_CE_LM.pdf?v=12406716259046007223 | //skylux.eu/cdn/shop/files/E_TD_Technical_File_Skylux_Skylux_160_CE_Electric.pdf?v=3667116872303399239 | <style type="text/css" id="isPasted"><!--td {border: 1px solid #cccccc;}br {mso-data-placement:same-cell;}--></style><table border="1" cellpadding="0" cellspacing="0" dir="ltr" style="table-layout:fixed;font-size:10pt;font-family:Arial;border-collapse:collapse;border:none;"><tbody> <tr style="height:20px;"> <td style="overflow:hidden;padding:0px 3px 0px 3px;vertical-align:bottom;"></td> <td style="overflow:hidden;padding:0px 3px 0px 3px;vertical-align:bottom;"></td> <td style="overflow:hidden;padding:0px 3px 0px 3px;vertical-align:bottom;"></td> <td data-sheets-value='{"1":2,"2":"Ut-value"}' style="overflow:hidden;padding:0px 3px 0px 3px;vertical-align:bottom;font-weight:bold;text-align:center;">Ut-value</td> <td data-sheets-value='{"1":2,"2":"LT-value"}' style="overflow:hidden;padding:0px 3px 0px 3px;vertical-align:bottom;font-weight:bold;text-align:center;">LT-value</td> <td data-sheets-value='{"1":2,"2":"g-value"}' style="overflow:hidden;padding:0px 3px 0px 3px;vertical-align:bottom;font-weight:bold;text-align:center;">g-value</td> <td data-sheets-value='{"1":2,"2":"Rw-value "}' style="overflow:hidden;padding:0px 3px 0px 3px;vertical-align:bottom;font-weight:bold;text-align:center;">Rw-value </td> </tr> <tr style="height:20px;"> <td style="overflow:hidden;padding:0px 3px 0px 3px;vertical-align:bottom;"></td> <td style="overflow:hidden;padding:0px 3px 0px 3px;vertical-align:bottom;"></td> <td style="overflow:hidden;padding:0px 3px 0px 3px;vertical-align:bottom;"></td> <td data-sheets-numberformat='{"1":2,"2":"0.00","3":1}' data-sheets-value='{"1":2,"2":"EN 1873 : 2014"}' style="overflow:hidden;padding:0px 3px 0px 3px;vertical-align:bottom;text-align:center;">EN 1873 : 2014</td> <td data-sheets-numberformat='{"1":2,"2":"0","3":1}' data-sheets-value='{"1":2,"2":"EN ISO 13468 EN 16153 EN 410"}' style="overflow:hidden;padding:0px 3px 0px 3px;vertical-align:bottom;text-align:center;">EN ISO 13468 EN 16153 EN 410</td> <td data-sheets-numberformat='{"1":2,"2":"0","3":1}' data-sheets-value='{"1":2,"2":"EN 410"}' style="overflow:hidden;padding:0px 3px 0px 3px;vertical-align:bottom;text-align:center;">EN 410</td> <td data-sheets-value='{"1":2,"2":"EN ISO 140-3\t\t"}' style="overflow:hidden;padding:0px 3px 0px 3px;vertical-align:bottom;text-align:center;">EN ISO 140-3 </td> </tr> <tr style="height:20px;"> <td data-sheets-value='{"1":2,"2":"Material"}' style="border-bottom:1px solid #000000;overflow:hidden;padding:0px 3px 0px 3px;vertical-align:bottom;background-color:#000000;font-weight:bold;color:#ffffff;">Material</td> <td data-sheets-value='{"1":2,"2":"Walls"}' style="border-bottom:1px solid #000000;overflow:hidden;padding:0px 3px 0px 3px;vertical-align:bottom;background-color:#000000;font-weight:bold;color:#ffffff;">Walls</td> <td data-sheets-value='{"1":2,"2":"Shells"}' style="border-bottom:1px solid #000000;overflow:hidden;padding:0px 3px 0px 3px;vertical-align:bottom;background-color:#000000;font-weight:bold;color:#ffffff;">Shells</td> <td data-sheets-numberformat='{"1":2,"2":"0.00","3":1}' data-sheets-value='{"1":2,"2":"(W/m²K)\t"}' style="border-bottom:1px solid #000000;overflow:hidden;padding:0px 3px 0px 3px;vertical-align:bottom;background-color:#000000;font-weight:bold;color:#ffffff;text-align:center;">(W/m²K) </td> <td data-sheets-numberformat='{"1":2,"2":"0","3":1}' data-sheets-value='{"1":2,"2":"(%)"}' style="border-bottom:1px solid #000000;overflow:hidden;padding:0px 3px 0px 3px;vertical-align:bottom;background-color:#000000;font-weight:bold;color:#ffffff;text-align:center;">(%)</td> <td data-sheets-numberformat='{"1":2,"2":"0","3":1}' data-sheets-value='{"1":2,"2":"(%)"}' style="border-bottom:1px solid #000000;overflow:hidden;padding:0px 3px 0px 3px;vertical-align:bottom;background-color:#000000;font-weight:bold;color:#ffffff;text-align:center;">(%)</td> <td data-sheets-value='{"1":2,"2":"(dB)"}' style="border-bottom:1px solid #000000;overflow:hidden;padding:0px 3px 0px 3px;vertical-align:bottom;background-color:#000000;font-weight:bold;color:#ffffff;text-align:center;">(dB)</td> </tr> <tr style="height:20px;"> <td data-sheets-value='{"1":2,"2":"Acrylic"}' style="border-left:1px solid #000000;overflow:hidden;padding:0px 3px 0px 3px;vertical-align:bottom;">Acrylic</td> <td data-sheets-value='{"1":2,"2":"EW"}' style="overflow:hidden;padding:0px 3px 0px 3px;vertical-align:bottom;">EW</td> <td data-sheets-value='{"1":2,"2":"Clear (H)"}' style="overflow:hidden;padding:0px 3px 0px 3px;vertical-align:bottom;">Clear (H)</td> <td data-sheets-numberformat='{"1":2,"2":"0.00","3":1}' data-sheets-value='{"1":3,"3":1.19}' style="overflow:hidden;padding:0px 3px 0px 3px;vertical-align:bottom;text-align:center;">1.19</td> <td data-sheets-numberformat='{"1":2,"2":"0","3":1}' data-sheets-value='{"1":3,"3":36.9}' style="overflow:hidden;padding:0px 3px 0px 3px;vertical-align:bottom;text-align:center;">37</td> <td data-sheets-numberformat='{"1":2,"2":"0","3":1}' data-sheets-value='{"1":3,"3":57.42}' style="overflow:hidden;padding:0px 3px 0px 3px;vertical-align:bottom;text-align:center;">57</td> <td data-sheets-value='{"1":3,"3":24}' style="border-right:1px solid #000000;overflow:hidden;padding:0px 3px 0px 3px;vertical-align:bottom;text-align:center;">24</td> </tr> <tr style="height:20px;"> <td data-sheets-value='{"1":2,"2":"PMMA"}' style="border-left:1px solid #000000;overflow:hidden;padding:0px 3px 0px 3px;vertical-align:bottom;">PMMA</td> <td style="overflow:hidden;padding:0px 3px 0px 3px;vertical-align:bottom;"></td> <td data-sheets-value='{"1":2,"2":"Opal (O)"}' style="overflow:hidden;padding:0px 3px 0px 3px;vertical-align:bottom;">Opal (O)</td> <td data-sheets-numberformat='{"1":2,"2":"0.00","3":1}' data-sheets-value='{"1":3,"3":1.19}' style="overflow:hidden;padding:0px 3px 0px 3px;vertical-align:bottom;text-align:center;">1.19</td> <td data-sheets-numberformat='{"1":2,"2":"0","3":1}' data-sheets-value='{"1":3,"3":34.03}' style="overflow:hidden;padding:0px 3px 0px 3px;vertical-align:bottom;text-align:center;">34</td> <td data-sheets-numberformat='{"1":2,"2":"0","3":1}' data-sheets-value='{"1":3,"3":50.160000000000004}' style="overflow:hidden;padding:0px 3px 0px 3px;vertical-align:bottom;text-align:center;">50</td> <td data-sheets-value='{"1":3,"3":24}' style="border-right:1px solid #000000;overflow:hidden;padding:0px 3px 0px 3px;vertical-align:bottom;text-align:center;">24</td> </tr> <tr style="height:20px;"> <td style="border-left:1px solid #000000;overflow:hidden;padding:0px 3px 0px 3px;vertical-align:bottom;"></td> <td data-sheets-value='{"1":2,"2":"DW"}' style="overflow:hidden;padding:0px 3px 0px 3px;vertical-align:bottom;">DW</td> <td data-sheets-value='{"1":2,"2":"Clear (H/H)"}' style="overflow:hidden;padding:0px 3px 0px 3px;vertical-align:bottom;">Clear (H/H)</td> <td data-sheets-numberformat='{"1":2,"2":"0.00","3":1}' data-sheets-value='{"1":3,"3":0.98}' style="overflow:hidden;padding:0px 3px 0px 3px;vertical-align:bottom;text-align:center;">0.98</td> <td data-sheets-numberformat='{"1":2,"2":"0","3":1}' data-sheets-value='{"1":3,"3":33.21}' style="overflow:hidden;padding:0px 3px 0px 3px;vertical-align:bottom;text-align:center;">33</td> <td data-sheets-numberformat='{"1":2,"2":"0","3":1}' data-sheets-value='{"1":3,"3":49.5}' style="overflow:hidden;padding:0px 3px 0px 3px;vertical-align:bottom;text-align:center;">50</td> <td data-sheets-value='{"1":3,"3":26}' style="border-right:1px solid #000000;overflow:hidden;padding:0px 3px 0px 3px;vertical-align:bottom;text-align:center;">26</td> </tr> <tr style="height:20px;"> <td style="border-bottom:1px solid #000000;border-left:1px solid #000000;overflow:hidden;padding:0px 3px 0px 3px;vertical-align:bottom;"></td> <td style="border-bottom:1px solid #000000;overflow:hidden;padding:0px 3px 0px 3px;vertical-align:bottom;"></td> <td data-sheets-value='{"1":2,"2":"Opal (O/O)"}' style="border-bottom:1px solid #000000;overflow:hidden;padding:0px 3px 0px 3px;vertical-align:bottom;">Opal (O/O)</td> <td data-sheets-numberformat='{"1":2,"2":"0.00","3":1}' data-sheets-value='{"1":3,"3":0.98}' style="border-bottom:1px solid #000000;overflow:hidden;padding:0px 3px 0px 3px;vertical-align:bottom;text-align:center;">0.98</td> <td data-sheets-numberformat='{"1":2,"2":"0","3":1}' data-sheets-value='{"1":3,"3":28.29}' style="border-bottom:1px solid #000000;overflow:hidden;padding:0px 3px 0px 3px;vertical-align:bottom;text-align:center;">28</td> <td data-sheets-numberformat='{"1":2,"2":"0","3":1}' data-sheets-value='{"1":3,"3":38.28}' style="border-bottom:1px solid #000000;overflow:hidden;padding:0px 3px 0px 3px;vertical-align:bottom;text-align:center;">38</td> <td data-sheets-value='{"1":3,"3":26}' style="border-right:1px solid #000000;border-bottom:1px solid #000000;overflow:hidden;padding:0px 3px 0px 3px;vertical-align:bottom;text-align:center;">26</td> </tr> <tr style="height:20px;"> <td data-sheets-value='{"1":2,"2":"Polycarbonate "}' style="border-left:1px solid #000000;overflow:hidden;padding:0px 3px 0px 3px;vertical-align:bottom;">Polycarbonate </td> <td data-sheets-value='{"1":2,"2":"EW"}' style="overflow:hidden;padding:0px 3px 0px 3px;vertical-align:bottom;">EW</td> <td data-sheets-value='{"1":2,"2":"Clear (A)"}' style="overflow:hidden;padding:0px 3px 0px 3px;vertical-align:bottom;">Clear (A)</td> <td data-sheets-numberformat='{"1":2,"2":"0.00","3":1}' data-sheets-value='{"1":3,"3":1.19}' style="overflow:hidden;padding:0px 3px 0px 3px;vertical-align:bottom;text-align:center;">1.19</td> <td data-sheets-numberformat='{"1":2,"2":"0","3":1}' data-sheets-value='{"1":3,"3":36.08}' style="overflow:hidden;padding:0px 3px 0px 3px;vertical-align:bottom;text-align:center;">36</td> <td data-sheets-numberformat='{"1":2,"2":"0","3":1}' data-sheets-value='{"1":3,"3":54.78}' style="overflow:hidden;padding:0px 3px 0px 3px;vertical-align:bottom;text-align:center;">55</td> <td data-sheets-value='{"1":3,"3":24}' style="border-right:1px solid #000000;overflow:hidden;padding:0px 3px 0px 3px;vertical-align:bottom;text-align:center;">24</td> </tr> <tr style="height:20px;"> <td data-sheets-value='{"1":2,"2":"PC"}' style="border-left:1px solid #000000;overflow:hidden;padding:0px 3px 0px 3px;vertical-align:bottom;">PC</td> <td style="overflow:hidden;padding:0px 3px 0px 3px;vertical-align:bottom;"></td> <td data-sheets-value='{"1":2,"2":"Opal (D)"}' style="overflow:hidden;padding:0px 3px 0px 3px;vertical-align:bottom;">Opal (D)</td> <td data-sheets-numberformat='{"1":2,"2":"0.00","3":1}' data-sheets-value='{"1":3,"3":1.19}' style="overflow:hidden;padding:0px 3px 0px 3px;vertical-align:bottom;text-align:center;">1.19</td> <td data-sheets-numberformat='{"1":2,"2":"0","3":1}' data-sheets-value='{"1":3,"3":23.779999999999998}' style="overflow:hidden;padding:0px 3px 0px 3px;vertical-align:bottom;text-align:center;">24</td> <td data-sheets-numberformat='{"1":2,"2":"0","3":1}' data-sheets-value='{"1":3,"3":39.6}' style="overflow:hidden;padding:0px 3px 0px 3px;vertical-align:bottom;text-align:center;">40</td> <td data-sheets-value='{"1":3,"3":24}' style="border-right:1px solid #000000;overflow:hidden;padding:0px 3px 0px 3px;vertical-align:bottom;text-align:center;">24</td> </tr> <tr style="height:20px;"> <td style="border-left:1px solid #000000;overflow:hidden;padding:0px 3px 0px 3px;vertical-align:bottom;"></td> <td data-sheets-value='{"1":2,"2":"DW"}' style="overflow:hidden;padding:0px 3px 0px 3px;vertical-align:bottom;">DW</td> <td data-sheets-value='{"1":2,"2":"Clear (A/H)"}' style="overflow:hidden;padding:0px 3px 0px 3px;vertical-align:bottom;">Clear (A/H)</td> <td data-sheets-numberformat='{"1":2,"2":"0.00","3":1}' data-sheets-value='{"1":3,"3":0.98}' style="overflow:hidden;padding:0px 3px 0px 3px;vertical-align:bottom;text-align:center;">0.98</td> <td data-sheets-numberformat='{"1":2,"2":"0","3":1}' data-sheets-value='{"1":3,"3":32.39}' style="overflow:hidden;padding:0px 3px 0px 3px;vertical-align:bottom;text-align:center;">32</td> <td data-sheets-numberformat='{"1":2,"2":"0","3":1}' data-sheets-value='{"1":3,"3":47.52}' style="overflow:hidden;padding:0px 3px 0px 3px;vertical-align:bottom;text-align:center;">48</td> <td data-sheets-value='{"1":3,"3":26}' style="border-right:1px solid #000000;overflow:hidden;padding:0px 3px 0px 3px;vertical-align:bottom;text-align:center;">26</td> </tr> <tr style="height:20px;"> <td style="border-left:1px solid #000000;overflow:hidden;padding:0px 3px 0px 3px;vertical-align:bottom;"></td> <td style="overflow:hidden;padding:0px 3px 0px 3px;vertical-align:bottom;"></td> <td data-sheets-value='{"1":2,"2":"Clear (A/A)"}' style="overflow:hidden;padding:0px 3px 0px 3px;vertical-align:bottom;">Clear (A/A)</td> <td data-sheets-numberformat='{"1":2,"2":"0.00","3":1}' data-sheets-value='{"1":3,"3":0.98}' style="overflow:hidden;padding:0px 3px 0px 3px;vertical-align:bottom;text-align:center;">0.98</td> <td data-sheets-numberformat='{"1":2,"2":"0","3":1}' data-sheets-value='{"1":3,"3":31.569999999999997}' style="overflow:hidden;padding:0px 3px 0px 3px;vertical-align:bottom;text-align:center;">32</td> <td data-sheets-numberformat='{"1":2,"2":"0","3":1}' data-sheets-value='{"1":3,"3":45.54}' style="overflow:hidden;padding:0px 3px 0px 3px;vertical-align:bottom;text-align:center;">46</td> <td data-sheets-value='{"1":3,"3":26}' style="border-right:1px solid #000000;overflow:hidden;padding:0px 3px 0px 3px;vertical-align:bottom;text-align:center;">26</td> </tr> <tr style="height:20px;"> <td style="border-left:1px solid #000000;overflow:hidden;padding:0px 3px 0px 3px;vertical-align:bottom;"></td> <td style="overflow:hidden;padding:0px 3px 0px 3px;vertical-align:bottom;"></td> <td data-sheets-value='{"1":2,"2":"Opal (A/O)"}' style="overflow:hidden;padding:0px 3px 0px 3px;vertical-align:bottom;">Opal (A/O)</td> <td data-sheets-numberformat='{"1":2,"2":"0.00","3":1}' data-sheets-value='{"1":3,"3":0.98}' style="overflow:hidden;padding:0px 3px 0px 3px;vertical-align:bottom;text-align:center;">0.98</td> <td data-sheets-numberformat='{"1":2,"2":"0","3":1}' data-sheets-value='{"1":3,"3":29.93}' style="overflow:hidden;padding:0px 3px 0px 3px;vertical-align:bottom;text-align:center;">30</td> <td data-sheets-numberformat='{"1":2,"2":"0","3":1}' data-sheets-value='{"1":3,"3":41.580000000000005}' style="overflow:hidden;padding:0px 3px 0px 3px;vertical-align:bottom;text-align:center;">42</td> <td data-sheets-value='{"1":3,"3":26}' style="border-right:1px solid #000000;overflow:hidden;padding:0px 3px 0px 3px;vertical-align:bottom;text-align:center;">26</td> </tr> <tr style="height:20px;"> <td style="border-bottom:1px solid #000000;border-left:1px solid #000000;overflow:hidden;padding:0px 3px 0px 3px;vertical-align:bottom;"></td> <td style="border-bottom:1px solid #000000;overflow:hidden;padding:0px 3px 0px 3px;vertical-align:bottom;"></td> <td data-sheets-value='{"1":2,"2":"Opal (A/D)"}' style="border-bottom:1px solid #000000;overflow:hidden;padding:0px 3px 0px 3px;vertical-align:bottom;">Opal (A/D)</td> <td data-sheets-numberformat='{"1":2,"2":"0.00","3":1}' data-sheets-value='{"1":3,"3":0.98}' style="border-bottom:1px solid #000000;overflow:hidden;padding:0px 3px 0px 3px;vertical-align:bottom;text-align:center;">0.98</td> <td data-sheets-numberformat='{"1":2,"2":"0","3":1}' data-sheets-value='{"1":3,"3":20.91}' style="border-bottom:1px solid #000000;overflow:hidden;padding:0px 3px 0px 3px;vertical-align:bottom;text-align:center;">21</td> <td data-sheets-numberformat='{"1":2,"2":"0","3":1}' data-sheets-value='{"1":3,"3":33}' style="border-bottom:1px solid #000000;overflow:hidden;padding:0px 3px 0px 3px;vertical-align:bottom;text-align:center;">33</td> <td data-sheets-value='{"1":3,"3":26}' style="border-right:1px solid #000000;border-bottom:1px solid #000000;overflow:hidden;padding:0px 3px 0px 3px;vertical-align:bottom;text-align:center;">26</td> </tr> <tr style="height:20px;"> <td data-sheets-value='{"1":2,"2":"Polycarbonate"}' style="border-left:1px solid #000000;overflow:hidden;padding:0px 3px 0px 3px;vertical-align:bottom;">Polycarbonate</td> <td data-sheets-value='{"1":2,"2":"EW"}' style="overflow:hidden;padding:0px 3px 0px 3px;vertical-align:bottom;">EW</td> <td data-sheets-value='{"1":2,"2":"Heatstop Opal (T)"}' style="overflow:hidden;padding:0px 3px 0px 3px;vertical-align:bottom;">Heatstop Opal (T)</td> <td data-sheets-numberformat='{"1":2,"2":"0.00","3":1}' data-sheets-value='{"1":3,"3":1.19}' style="overflow:hidden;padding:0px 3px 0px 3px;vertical-align:bottom;text-align:center;">1.19</td> <td data-sheets-numberformat='{"1":2,"2":"0","3":1}' data-sheets-value='{"1":3,"3":20.09}' style="overflow:hidden;padding:0px 3px 0px 3px;vertical-align:bottom;text-align:center;">20</td> <td data-sheets-numberformat='{"1":2,"2":"0","3":1}' data-sheets-value='{"1":3,"3":38.940000000000005}' style="overflow:hidden;padding:0px 3px 0px 3px;vertical-align:bottom;text-align:center;">39</td> <td data-sheets-value='{"1":3,"3":24}' style="border-right:1px solid #000000;overflow:hidden;padding:0px 3px 0px 3px;vertical-align:bottom;text-align:center;">24</td> </tr> <tr style="height:20px;"> <td data-sheets-value='{"1":2,"2":"Heatstop PC"}' style="border-left:1px solid #000000;overflow:hidden;padding:0px 3px 0px 3px;vertical-align:bottom;">Heatstop PC</td> <td data-sheets-value='{"1":2,"2":"DW"}' style="overflow:hidden;padding:0px 3px 0px 3px;vertical-align:bottom;">DW</td> <td data-sheets-value='{"1":2,"2":"Clear (T/H)"}' style="overflow:hidden;padding:0px 3px 0px 3px;vertical-align:bottom;">Clear (T/H)</td> <td data-sheets-numberformat='{"1":2,"2":"0.00","3":1}' data-sheets-value='{"1":3,"3":0.98}' style="overflow:hidden;padding:0px 3px 0px 3px;vertical-align:bottom;text-align:center;">0.98</td> <td data-sheets-numberformat='{"1":2,"2":"0","3":1}' data-sheets-value='{"1":3,"3":18.04}' style="overflow:hidden;padding:0px 3px 0px 3px;vertical-align:bottom;text-align:center;">18</td> <td data-sheets-numberformat='{"1":2,"2":"0","3":1}' data-sheets-value='{"1":3,"3":33.660000000000004}' style="overflow:hidden;padding:0px 3px 0px 3px;vertical-align:bottom;text-align:center;">34</td> <td data-sheets-value='{"1":3,"3":26}' style="border-right:1px solid #000000;overflow:hidden;padding:0px 3px 0px 3px;vertical-align:bottom;text-align:center;">26</td> </tr> <tr style="height:20px;"> <td style="border-bottom:1px solid #000000;border-left:1px solid #000000;overflow:hidden;padding:0px 3px 0px 3px;vertical-align:bottom;"></td> <td style="border-bottom:1px solid #000000;overflow:hidden;padding:0px 3px 0px 3px;vertical-align:bottom;"></td> <td data-sheets-value='{"1":2,"2":"Opal (T/O)"}' style="border-bottom:1px solid #000000;overflow:hidden;padding:0px 3px 0px 3px;vertical-align:bottom;">Opal (T/O)</td> <td data-sheets-numberformat='{"1":2,"2":"0.00","3":1}' data-sheets-value='{"1":3,"3":0.98}' style="border-bottom:1px solid #000000;overflow:hidden;padding:0px 3px 0px 3px;vertical-align:bottom;text-align:center;">0.98</td> <td data-sheets-numberformat='{"1":2,"2":"0","3":1}' data-sheets-value='{"1":3,"3":16.81}' style="border-bottom:1px solid #000000;overflow:hidden;padding:0px 3px 0px 3px;vertical-align:bottom;text-align:center;">17</td> <td data-sheets-numberformat='{"1":2,"2":"0","3":1}' data-sheets-value='{"1":3,"3":29.700000000000003}' style="border-bottom:1px solid #000000;overflow:hidden;padding:0px 3px 0px 3px;vertical-align:bottom;text-align:center;">30</td> <td data-sheets-value='{"1":3,"3":26}' style="border-right:1px solid #000000;border-bottom:1px solid #000000;overflow:hidden;padding:0px 3px 0px 3px;vertical-align:bottom;text-align:center;">26</td> </tr> </tbody></table> | skylux-160-ce-met-koepel-en-polyester-opstand-30-20-met-lm-motor-en-pvc-raam-type-ep25-0700-x-1000-mm | 8586011607373 | 46872309399885
Smoke and heat exhaust (SHEV) | SHE system | Skylux | Skylux 160° CE with skylight and polyester curb 30/20 with LM-actuator and PVC frame type EP25 0800 x 1300 mm |  | 50719 | 5412970507192 | 4441.95 | Yes | 30-45 | 63.37 | 800 x 1300 mm | 1300 | 800 |  | polyester 30/20 (30 cm high & roof opening = 20 cm larger than daylight size) | Rectangular | 1.19 W/m²K - 0.98 W/m²K | 57% - 30% | 37% - 17% | 24dB - 26dB | 160° CE (for industry) | PVC frame EP25 | without spoiler | E | Single actuator | Maximum double-walled skylight possible for this product | Ut-value LT-value g-value Rw-value EN 1873 : 2014 EN ISO 13468 EN 16153 EN 410 EN 410 EN ISO 140-3 Material Walls Shells (W/m²K) (%) (%) (dB) Acrylic EW Clear (H) 1.19 37 57 24 PMMA Opal (O) 1.19 34 50 24 DW Clear (H/H) 0.98 33 50 26 Opal (O/O) 0.98 28 38 26 Polycarbonate EW Clear (A) 1.19 36 55 24 PC Opal (D) 1.19 24 40 24 DW Clear (A/H) 0.98 32 48 26 Clear (A/A) 0.98 32 46 26 Opal (A/O) 0.98 30 42 26 Opal (A/D) 0.98 21 33 26 Polycarbonate EW Heatstop Opal (T) 1.19 20 39 24 Heatstop PC DW Clear (T/H) 0.98 18 34 26 Opal (T/O) 0.98 17 30 26 | https://skylux.eu/en/products/skylux-160-ce-met-koepel-en-polyester-opstand-30-20-met-lm-motor-en-pvc-raam-type-ep25-0800-x-1300-mm | https://skylux.eu/cdn/shop/files/Skylux-160deg-CE-met-koepel-en-polyester-opstand-3020-met-LM-motor-en-pvc-raam-type-EP25-0800-x-1300-mm-RWA-systeem.jpg?v=1702978028&width=1600 | https://skylux.eu/cdn/shop/files/e5a82811-1bb0-48e4-a776-cacb59c7c092_dd88e0d9-c1fa-4669-9e0e-f0e59f56bd89.jpg?v=1688550535&width=1600 | //skylux.eu/cdn/shop/files/E_MH_Mounting_instructions_Skylux_160_CE_LM.pdf?v=12406716259046007223 | //skylux.eu/cdn/shop/files/E_TD_Technical_File_Skylux_Skylux_160_CE_Electric.pdf?v=3667116872303399239 | <style type="text/css" id="isPasted"><!--td {border: 1px solid #cccccc;}br {mso-data-placement:same-cell;}--></style><table border="1" cellpadding="0" cellspacing="0" dir="ltr" style="table-layout:fixed;font-size:10pt;font-family:Arial;border-collapse:collapse;border:none;"><tbody> <tr style="height:20px;"> <td style="overflow:hidden;padding:0px 3px 0px 3px;vertical-align:bottom;"></td> <td style="overflow:hidden;padding:0px 3px 0px 3px;vertical-align:bottom;"></td> <td style="overflow:hidden;padding:0px 3px 0px 3px;vertical-align:bottom;"></td> <td data-sheets-value='{"1":2,"2":"Ut-value"}' style="overflow:hidden;padding:0px 3px 0px 3px;vertical-align:bottom;font-weight:bold;text-align:center;">Ut-value</td> <td data-sheets-value='{"1":2,"2":"LT-value"}' style="overflow:hidden;padding:0px 3px 0px 3px;vertical-align:bottom;font-weight:bold;text-align:center;">LT-value</td> <td data-sheets-value='{"1":2,"2":"g-value"}' style="overflow:hidden;padding:0px 3px 0px 3px;vertical-align:bottom;font-weight:bold;text-align:center;">g-value</td> <td data-sheets-value='{"1":2,"2":"Rw-value "}' style="overflow:hidden;padding:0px 3px 0px 3px;vertical-align:bottom;font-weight:bold;text-align:center;">Rw-value </td> </tr> <tr style="height:20px;"> <td style="overflow:hidden;padding:0px 3px 0px 3px;vertical-align:bottom;"></td> <td style="overflow:hidden;padding:0px 3px 0px 3px;vertical-align:bottom;"></td> <td style="overflow:hidden;padding:0px 3px 0px 3px;vertical-align:bottom;"></td> <td data-sheets-numberformat='{"1":2,"2":"0.00","3":1}' data-sheets-value='{"1":2,"2":"EN 1873 : 2014"}' style="overflow:hidden;padding:0px 3px 0px 3px;vertical-align:bottom;text-align:center;">EN 1873 : 2014</td> <td data-sheets-numberformat='{"1":2,"2":"0","3":1}' data-sheets-value='{"1":2,"2":"EN ISO 13468 EN 16153 EN 410"}' style="overflow:hidden;padding:0px 3px 0px 3px;vertical-align:bottom;text-align:center;">EN ISO 13468 EN 16153 EN 410</td> <td data-sheets-numberformat='{"1":2,"2":"0","3":1}' data-sheets-value='{"1":2,"2":"EN 410"}' style="overflow:hidden;padding:0px 3px 0px 3px;vertical-align:bottom;text-align:center;">EN 410</td> <td data-sheets-value='{"1":2,"2":"EN ISO 140-3\t\t"}' style="overflow:hidden;padding:0px 3px 0px 3px;vertical-align:bottom;text-align:center;">EN ISO 140-3 </td> </tr> <tr style="height:20px;"> <td data-sheets-value='{"1":2,"2":"Material"}' style="border-bottom:1px solid #000000;overflow:hidden;padding:0px 3px 0px 3px;vertical-align:bottom;background-color:#000000;font-weight:bold;color:#ffffff;">Material</td> <td data-sheets-value='{"1":2,"2":"Walls"}' style="border-bottom:1px solid #000000;overflow:hidden;padding:0px 3px 0px 3px;vertical-align:bottom;background-color:#000000;font-weight:bold;color:#ffffff;">Walls</td> <td data-sheets-value='{"1":2,"2":"Shells"}' style="border-bottom:1px solid #000000;overflow:hidden;padding:0px 3px 0px 3px;vertical-align:bottom;background-color:#000000;font-weight:bold;color:#ffffff;">Shells</td> <td data-sheets-numberformat='{"1":2,"2":"0.00","3":1}' data-sheets-value='{"1":2,"2":"(W/m²K)\t"}' style="border-bottom:1px solid #000000;overflow:hidden;padding:0px 3px 0px 3px;vertical-align:bottom;background-color:#000000;font-weight:bold;color:#ffffff;text-align:center;">(W/m²K) </td> <td data-sheets-numberformat='{"1":2,"2":"0","3":1}' data-sheets-value='{"1":2,"2":"(%)"}' style="border-bottom:1px solid #000000;overflow:hidden;padding:0px 3px 0px 3px;vertical-align:bottom;background-color:#000000;font-weight:bold;color:#ffffff;text-align:center;">(%)</td> <td data-sheets-numberformat='{"1":2,"2":"0","3":1}' data-sheets-value='{"1":2,"2":"(%)"}' style="border-bottom:1px solid #000000;overflow:hidden;padding:0px 3px 0px 3px;vertical-align:bottom;background-color:#000000;font-weight:bold;color:#ffffff;text-align:center;">(%)</td> <td data-sheets-value='{"1":2,"2":"(dB)"}' style="border-bottom:1px solid #000000;overflow:hidden;padding:0px 3px 0px 3px;vertical-align:bottom;background-color:#000000;font-weight:bold;color:#ffffff;text-align:center;">(dB)</td> </tr> <tr style="height:20px;"> <td data-sheets-value='{"1":2,"2":"Acrylic"}' style="border-left:1px solid #000000;overflow:hidden;padding:0px 3px 0px 3px;vertical-align:bottom;">Acrylic</td> <td data-sheets-value='{"1":2,"2":"EW"}' style="overflow:hidden;padding:0px 3px 0px 3px;vertical-align:bottom;">EW</td> <td data-sheets-value='{"1":2,"2":"Clear (H)"}' style="overflow:hidden;padding:0px 3px 0px 3px;vertical-align:bottom;">Clear (H)</td> <td data-sheets-numberformat='{"1":2,"2":"0.00","3":1}' data-sheets-value='{"1":3,"3":1.19}' style="overflow:hidden;padding:0px 3px 0px 3px;vertical-align:bottom;text-align:center;">1.19</td> <td data-sheets-numberformat='{"1":2,"2":"0","3":1}' data-sheets-value='{"1":3,"3":36.9}' style="overflow:hidden;padding:0px 3px 0px 3px;vertical-align:bottom;text-align:center;">37</td> <td data-sheets-numberformat='{"1":2,"2":"0","3":1}' data-sheets-value='{"1":3,"3":57.42}' style="overflow:hidden;padding:0px 3px 0px 3px;vertical-align:bottom;text-align:center;">57</td> <td data-sheets-value='{"1":3,"3":24}' style="border-right:1px solid #000000;overflow:hidden;padding:0px 3px 0px 3px;vertical-align:bottom;text-align:center;">24</td> </tr> <tr style="height:20px;"> <td data-sheets-value='{"1":2,"2":"PMMA"}' style="border-left:1px solid #000000;overflow:hidden;padding:0px 3px 0px 3px;vertical-align:bottom;">PMMA</td> <td style="overflow:hidden;padding:0px 3px 0px 3px;vertical-align:bottom;"></td> <td data-sheets-value='{"1":2,"2":"Opal (O)"}' style="overflow:hidden;padding:0px 3px 0px 3px;vertical-align:bottom;">Opal (O)</td> <td data-sheets-numberformat='{"1":2,"2":"0.00","3":1}' data-sheets-value='{"1":3,"3":1.19}' style="overflow:hidden;padding:0px 3px 0px 3px;vertical-align:bottom;text-align:center;">1.19</td> <td data-sheets-numberformat='{"1":2,"2":"0","3":1}' data-sheets-value='{"1":3,"3":34.03}' style="overflow:hidden;padding:0px 3px 0px 3px;vertical-align:bottom;text-align:center;">34</td> <td data-sheets-numberformat='{"1":2,"2":"0","3":1}' data-sheets-value='{"1":3,"3":50.160000000000004}' style="overflow:hidden;padding:0px 3px 0px 3px;vertical-align:bottom;text-align:center;">50</td> <td data-sheets-value='{"1":3,"3":24}' style="border-right:1px solid #000000;overflow:hidden;padding:0px 3px 0px 3px;vertical-align:bottom;text-align:center;">24</td> </tr> <tr style="height:20px;"> <td style="border-left:1px solid #000000;overflow:hidden;padding:0px 3px 0px 3px;vertical-align:bottom;"></td> <td data-sheets-value='{"1":2,"2":"DW"}' style="overflow:hidden;padding:0px 3px 0px 3px;vertical-align:bottom;">DW</td> <td data-sheets-value='{"1":2,"2":"Clear (H/H)"}' style="overflow:hidden;padding:0px 3px 0px 3px;vertical-align:bottom;">Clear (H/H)</td> <td data-sheets-numberformat='{"1":2,"2":"0.00","3":1}' data-sheets-value='{"1":3,"3":0.98}' style="overflow:hidden;padding:0px 3px 0px 3px;vertical-align:bottom;text-align:center;">0.98</td> <td data-sheets-numberformat='{"1":2,"2":"0","3":1}' data-sheets-value='{"1":3,"3":33.21}' style="overflow:hidden;padding:0px 3px 0px 3px;vertical-align:bottom;text-align:center;">33</td> <td data-sheets-numberformat='{"1":2,"2":"0","3":1}' data-sheets-value='{"1":3,"3":49.5}' style="overflow:hidden;padding:0px 3px 0px 3px;vertical-align:bottom;text-align:center;">50</td> <td data-sheets-value='{"1":3,"3":26}' style="border-right:1px solid #000000;overflow:hidden;padding:0px 3px 0px 3px;vertical-align:bottom;text-align:center;">26</td> </tr> <tr style="height:20px;"> <td style="border-bottom:1px solid #000000;border-left:1px solid #000000;overflow:hidden;padding:0px 3px 0px 3px;vertical-align:bottom;"></td> <td style="border-bottom:1px solid #000000;overflow:hidden;padding:0px 3px 0px 3px;vertical-align:bottom;"></td> <td data-sheets-value='{"1":2,"2":"Opal (O/O)"}' style="border-bottom:1px solid #000000;overflow:hidden;padding:0px 3px 0px 3px;vertical-align:bottom;">Opal (O/O)</td> <td data-sheets-numberformat='{"1":2,"2":"0.00","3":1}' data-sheets-value='{"1":3,"3":0.98}' style="border-bottom:1px solid #000000;overflow:hidden;padding:0px 3px 0px 3px;vertical-align:bottom;text-align:center;">0.98</td> <td data-sheets-numberformat='{"1":2,"2":"0","3":1}' data-sheets-value='{"1":3,"3":28.29}' style="border-bottom:1px solid #000000;overflow:hidden;padding:0px 3px 0px 3px;vertical-align:bottom;text-align:center;">28</td> <td data-sheets-numberformat='{"1":2,"2":"0","3":1}' data-sheets-value='{"1":3,"3":38.28}' style="border-bottom:1px solid #000000;overflow:hidden;padding:0px 3px 0px 3px;vertical-align:bottom;text-align:center;">38</td> <td data-sheets-value='{"1":3,"3":26}' style="border-right:1px solid #000000;border-bottom:1px solid #000000;overflow:hidden;padding:0px 3px 0px 3px;vertical-align:bottom;text-align:center;">26</td> </tr> <tr style="height:20px;"> <td data-sheets-value='{"1":2,"2":"Polycarbonate "}' style="border-left:1px solid #000000;overflow:hidden;padding:0px 3px 0px 3px;vertical-align:bottom;">Polycarbonate </td> <td data-sheets-value='{"1":2,"2":"EW"}' style="overflow:hidden;padding:0px 3px 0px 3px;vertical-align:bottom;">EW</td> <td data-sheets-value='{"1":2,"2":"Clear (A)"}' style="overflow:hidden;padding:0px 3px 0px 3px;vertical-align:bottom;">Clear (A)</td> <td data-sheets-numberformat='{"1":2,"2":"0.00","3":1}' data-sheets-value='{"1":3,"3":1.19}' style="overflow:hidden;padding:0px 3px 0px 3px;vertical-align:bottom;text-align:center;">1.19</td> <td data-sheets-numberformat='{"1":2,"2":"0","3":1}' data-sheets-value='{"1":3,"3":36.08}' style="overflow:hidden;padding:0px 3px 0px 3px;vertical-align:bottom;text-align:center;">36</td> <td data-sheets-numberformat='{"1":2,"2":"0","3":1}' data-sheets-value='{"1":3,"3":54.78}' style="overflow:hidden;padding:0px 3px 0px 3px;vertical-align:bottom;text-align:center;">55</td> <td data-sheets-value='{"1":3,"3":24}' style="border-right:1px solid #000000;overflow:hidden;padding:0px 3px 0px 3px;vertical-align:bottom;text-align:center;">24</td> </tr> <tr style="height:20px;"> <td data-sheets-value='{"1":2,"2":"PC"}' style="border-left:1px solid #000000;overflow:hidden;padding:0px 3px 0px 3px;vertical-align:bottom;">PC</td> <td style="overflow:hidden;padding:0px 3px 0px 3px;vertical-align:bottom;"></td> <td data-sheets-value='{"1":2,"2":"Opal (D)"}' style="overflow:hidden;padding:0px 3px 0px 3px;vertical-align:bottom;">Opal (D)</td> <td data-sheets-numberformat='{"1":2,"2":"0.00","3":1}' data-sheets-value='{"1":3,"3":1.19}' style="overflow:hidden;padding:0px 3px 0px 3px;vertical-align:bottom;text-align:center;">1.19</td> <td data-sheets-numberformat='{"1":2,"2":"0","3":1}' data-sheets-value='{"1":3,"3":23.779999999999998}' style="overflow:hidden;padding:0px 3px 0px 3px;vertical-align:bottom;text-align:center;">24</td> <td data-sheets-numberformat='{"1":2,"2":"0","3":1}' data-sheets-value='{"1":3,"3":39.6}' style="overflow:hidden;padding:0px 3px 0px 3px;vertical-align:bottom;text-align:center;">40</td> <td data-sheets-value='{"1":3,"3":24}' style="border-right:1px solid #000000;overflow:hidden;padding:0px 3px 0px 3px;vertical-align:bottom;text-align:center;">24</td> </tr> <tr style="height:20px;"> <td style="border-left:1px solid #000000;overflow:hidden;padding:0px 3px 0px 3px;vertical-align:bottom;"></td> <td data-sheets-value='{"1":2,"2":"DW"}' style="overflow:hidden;padding:0px 3px 0px 3px;vertical-align:bottom;">DW</td> <td data-sheets-value='{"1":2,"2":"Clear (A/H)"}' style="overflow:hidden;padding:0px 3px 0px 3px;vertical-align:bottom;">Clear (A/H)</td> <td data-sheets-numberformat='{"1":2,"2":"0.00","3":1}' data-sheets-value='{"1":3,"3":0.98}' style="overflow:hidden;padding:0px 3px 0px 3px;vertical-align:bottom;text-align:center;">0.98</td> <td data-sheets-numberformat='{"1":2,"2":"0","3":1}' data-sheets-value='{"1":3,"3":32.39}' style="overflow:hidden;padding:0px 3px 0px 3px;vertical-align:bottom;text-align:center;">32</td> <td data-sheets-numberformat='{"1":2,"2":"0","3":1}' data-sheets-value='{"1":3,"3":47.52}' style="overflow:hidden;padding:0px 3px 0px 3px;vertical-align:bottom;text-align:center;">48</td> <td data-sheets-value='{"1":3,"3":26}' style="border-right:1px solid #000000;overflow:hidden;padding:0px 3px 0px 3px;vertical-align:bottom;text-align:center;">26</td> </tr> <tr style="height:20px;"> <td style="border-left:1px solid #000000;overflow:hidden;padding:0px 3px 0px 3px;vertical-align:bottom;"></td> <td style="overflow:hidden;padding:0px 3px 0px 3px;vertical-align:bottom;"></td> <td data-sheets-value='{"1":2,"2":"Clear (A/A)"}' style="overflow:hidden;padding:0px 3px 0px 3px;vertical-align:bottom;">Clear (A/A)</td> <td data-sheets-numberformat='{"1":2,"2":"0.00","3":1}' data-sheets-value='{"1":3,"3":0.98}' style="overflow:hidden;padding:0px 3px 0px 3px;vertical-align:bottom;text-align:center;">0.98</td> <td data-sheets-numberformat='{"1":2,"2":"0","3":1}' data-sheets-value='{"1":3,"3":31.569999999999997}' style="overflow:hidden;padding:0px 3px 0px 3px;vertical-align:bottom;text-align:center;">32</td> <td data-sheets-numberformat='{"1":2,"2":"0","3":1}' data-sheets-value='{"1":3,"3":45.54}' style="overflow:hidden;padding:0px 3px 0px 3px;vertical-align:bottom;text-align:center;">46</td> <td data-sheets-value='{"1":3,"3":26}' style="border-right:1px solid #000000;overflow:hidden;padding:0px 3px 0px 3px;vertical-align:bottom;text-align:center;">26</td> </tr> <tr style="height:20px;"> <td style="border-left:1px solid #000000;overflow:hidden;padding:0px 3px 0px 3px;vertical-align:bottom;"></td> <td style="overflow:hidden;padding:0px 3px 0px 3px;vertical-align:bottom;"></td> <td data-sheets-value='{"1":2,"2":"Opal (A/O)"}' style="overflow:hidden;padding:0px 3px 0px 3px;vertical-align:bottom;">Opal (A/O)</td> <td data-sheets-numberformat='{"1":2,"2":"0.00","3":1}' data-sheets-value='{"1":3,"3":0.98}' style="overflow:hidden;padding:0px 3px 0px 3px;vertical-align:bottom;text-align:center;">0.98</td> <td data-sheets-numberformat='{"1":2,"2":"0","3":1}' data-sheets-value='{"1":3,"3":29.93}' style="overflow:hidden;padding:0px 3px 0px 3px;vertical-align:bottom;text-align:center;">30</td> <td data-sheets-numberformat='{"1":2,"2":"0","3":1}' data-sheets-value='{"1":3,"3":41.580000000000005}' style="overflow:hidden;padding:0px 3px 0px 3px;vertical-align:bottom;text-align:center;">42</td> <td data-sheets-value='{"1":3,"3":26}' style="border-right:1px solid #000000;overflow:hidden;padding:0px 3px 0px 3px;vertical-align:bottom;text-align:center;">26</td> </tr> <tr style="height:20px;"> <td style="border-bottom:1px solid #000000;border-left:1px solid #000000;overflow:hidden;padding:0px 3px 0px 3px;vertical-align:bottom;"></td> <td style="border-bottom:1px solid #000000;overflow:hidden;padding:0px 3px 0px 3px;vertical-align:bottom;"></td> <td data-sheets-value='{"1":2,"2":"Opal (A/D)"}' style="border-bottom:1px solid #000000;overflow:hidden;padding:0px 3px 0px 3px;vertical-align:bottom;">Opal (A/D)</td> <td data-sheets-numberformat='{"1":2,"2":"0.00","3":1}' data-sheets-value='{"1":3,"3":0.98}' style="border-bottom:1px solid #000000;overflow:hidden;padding:0px 3px 0px 3px;vertical-align:bottom;text-align:center;">0.98</td> <td data-sheets-numberformat='{"1":2,"2":"0","3":1}' data-sheets-value='{"1":3,"3":20.91}' style="border-bottom:1px solid #000000;overflow:hidden;padding:0px 3px 0px 3px;vertical-align:bottom;text-align:center;">21</td> <td data-sheets-numberformat='{"1":2,"2":"0","3":1}' data-sheets-value='{"1":3,"3":33}' style="border-bottom:1px solid #000000;overflow:hidden;padding:0px 3px 0px 3px;vertical-align:bottom;text-align:center;">33</td> <td data-sheets-value='{"1":3,"3":26}' style="border-right:1px solid #000000;border-bottom:1px solid #000000;overflow:hidden;padding:0px 3px 0px 3px;vertical-align:bottom;text-align:center;">26</td> </tr> <tr style="height:20px;"> <td data-sheets-value='{"1":2,"2":"Polycarbonate"}' style="border-left:1px solid #000000;overflow:hidden;padding:0px 3px 0px 3px;vertical-align:bottom;">Polycarbonate</td> <td data-sheets-value='{"1":2,"2":"EW"}' style="overflow:hidden;padding:0px 3px 0px 3px;vertical-align:bottom;">EW</td> <td data-sheets-value='{"1":2,"2":"Heatstop Opal (T)"}' style="overflow:hidden;padding:0px 3px 0px 3px;vertical-align:bottom;">Heatstop Opal (T)</td> <td data-sheets-numberformat='{"1":2,"2":"0.00","3":1}' data-sheets-value='{"1":3,"3":1.19}' style="overflow:hidden;padding:0px 3px 0px 3px;vertical-align:bottom;text-align:center;">1.19</td> <td data-sheets-numberformat='{"1":2,"2":"0","3":1}' data-sheets-value='{"1":3,"3":20.09}' style="overflow:hidden;padding:0px 3px 0px 3px;vertical-align:bottom;text-align:center;">20</td> <td data-sheets-numberformat='{"1":2,"2":"0","3":1}' data-sheets-value='{"1":3,"3":38.940000000000005}' style="overflow:hidden;padding:0px 3px 0px 3px;vertical-align:bottom;text-align:center;">39</td> <td data-sheets-value='{"1":3,"3":24}' style="border-right:1px solid #000000;overflow:hidden;padding:0px 3px 0px 3px;vertical-align:bottom;text-align:center;">24</td> </tr> <tr style="height:20px;"> <td data-sheets-value='{"1":2,"2":"Heatstop PC"}' style="border-left:1px solid #000000;overflow:hidden;padding:0px 3px 0px 3px;vertical-align:bottom;">Heatstop PC</td> <td data-sheets-value='{"1":2,"2":"DW"}' style="overflow:hidden;padding:0px 3px 0px 3px;vertical-align:bottom;">DW</td> <td data-sheets-value='{"1":2,"2":"Clear (T/H)"}' style="overflow:hidden;padding:0px 3px 0px 3px;vertical-align:bottom;">Clear (T/H)</td> <td data-sheets-numberformat='{"1":2,"2":"0.00","3":1}' data-sheets-value='{"1":3,"3":0.98}' style="overflow:hidden;padding:0px 3px 0px 3px;vertical-align:bottom;text-align:center;">0.98</td> <td data-sheets-numberformat='{"1":2,"2":"0","3":1}' data-sheets-value='{"1":3,"3":18.04}' style="overflow:hidden;padding:0px 3px 0px 3px;vertical-align:bottom;text-align:center;">18</td> <td data-sheets-numberformat='{"1":2,"2":"0","3":1}' data-sheets-value='{"1":3,"3":33.660000000000004}' style="overflow:hidden;padding:0px 3px 0px 3px;vertical-align:bottom;text-align:center;">34</td> <td data-sheets-value='{"1":3,"3":26}' style="border-right:1px solid #000000;overflow:hidden;padding:0px 3px 0px 3px;vertical-align:bottom;text-align:center;">26</td> </tr> <tr style="height:20px;"> <td style="border-bottom:1px solid #000000;border-left:1px solid #000000;overflow:hidden;padding:0px 3px 0px 3px;vertical-align:bottom;"></td> <td style="border-bottom:1px solid #000000;overflow:hidden;padding:0px 3px 0px 3px;vertical-align:bottom;"></td> <td data-sheets-value='{"1":2,"2":"Opal (T/O)"}' style="border-bottom:1px solid #000000;overflow:hidden;padding:0px 3px 0px 3px;vertical-align:bottom;">Opal (T/O)</td> <td data-sheets-numberformat='{"1":2,"2":"0.00","3":1}' data-sheets-value='{"1":3,"3":0.98}' style="border-bottom:1px solid #000000;overflow:hidden;padding:0px 3px 0px 3px;vertical-align:bottom;text-align:center;">0.98</td> <td data-sheets-numberformat='{"1":2,"2":"0","3":1}' data-sheets-value='{"1":3,"3":16.81}' style="border-bottom:1px solid #000000;overflow:hidden;padding:0px 3px 0px 3px;vertical-align:bottom;text-align:center;">17</td> <td data-sheets-numberformat='{"1":2,"2":"0","3":1}' data-sheets-value='{"1":3,"3":29.700000000000003}' style="border-bottom:1px solid #000000;overflow:hidden;padding:0px 3px 0px 3px;vertical-align:bottom;text-align:center;">30</td> <td data-sheets-value='{"1":3,"3":26}' style="border-right:1px solid #000000;border-bottom:1px solid #000000;overflow:hidden;padding:0px 3px 0px 3px;vertical-align:bottom;text-align:center;">26</td> </tr> </tbody></table> | skylux-160-ce-met-koepel-en-polyester-opstand-30-20-met-lm-motor-en-pvc-raam-type-ep25-0800-x-1300-mm | 8586011640141 | 46872309465421
Smoke and heat exhaust (SHEV) | SHE system | Skylux | Skylux 160° CE with skylight and polyester curb 30/20 with LM-actuator and PVC frame type EP25 1000 x 1000 mm |  | 50720 | 5412970507208 | 4399.6 | Yes | 30-45 | 61.51 | 1000 x 1000 mm | 1000 | 1000 |  | polyester 30/20 (30 cm high & roof opening = 20 cm larger than daylight size) | Square | 1.19 W/m²K - 0.98 W/m²K | 57% - 30% | 37% - 17% | 24dB - 26dB | 160° CE (for industry) | PVC frame EP25 | without spoiler | E | Single actuator | Maximum double-walled skylight possible for this product | Ut-value LT-value g-value Rw-value EN 1873 : 2014 EN ISO 13468 EN 16153 EN 410 EN 410 EN ISO 140-3 Material Walls Shells (W/m²K) (%) (%) (dB) Acrylic EW Clear (H) 1.19 37 57 24 PMMA Opal (O) 1.19 34 50 24 DW Clear (H/H) 0.98 33 50 26 Opal (O/O) 0.98 28 38 26 Polycarbonate EW Clear (A) 1.19 36 55 24 PC Opal (D) 1.19 24 40 24 DW Clear (A/H) 0.98 32 48 26 Clear (A/A) 0.98 32 46 26 Opal (A/O) 0.98 30 42 26 Opal (A/D) 0.98 21 33 26 Polycarbonate EW Heatstop Opal (T) 1.19 20 39 24 Heatstop PC DW Clear (T/H) 0.98 18 34 26 Opal (T/O) 0.98 17 30 26 | https://skylux.eu/en/products/skylux-160-ce-met-koepel-en-polyester-opstand-30-20-met-lm-motor-en-pvc-raam-type-ep25-1000-x-1000-mm | https://skylux.eu/cdn/shop/files/Skylux-160deg-CE-met-koepel-en-polyester-opstand-3020-met-LM-motor-en-pvc-raam-type-EP25-1000-x-1000-mm-RWA-systeem.jpg?v=1702978033&width=1600 | https://skylux.eu/cdn/shop/files/e5a82811-1bb0-48e4-a776-cacb59c7c092_be6011be-d8d0-4538-ba6d-b058a1daca59.jpg?v=1688550536&width=1600 | //skylux.eu/cdn/shop/files/E_MH_Mounting_instructions_Skylux_160_CE_LM.pdf?v=12406716259046007223 | //skylux.eu/cdn/shop/files/E_TD_Technical_File_Skylux_Skylux_160_CE_Electric.pdf?v=3667116872303399239 | <style type="text/css" id="isPasted"><!--td {border: 1px solid #cccccc;}br {mso-data-placement:same-cell;}--></style><table border="1" cellpadding="0" cellspacing="0" dir="ltr" style="table-layout:fixed;font-size:10pt;font-family:Arial;border-collapse:collapse;border:none;"><tbody> <tr style="height:20px;"> <td style="overflow:hidden;padding:0px 3px 0px 3px;vertical-align:bottom;"></td> <td style="overflow:hidden;padding:0px 3px 0px 3px;vertical-align:bottom;"></td> <td style="overflow:hidden;padding:0px 3px 0px 3px;vertical-align:bottom;"></td> <td data-sheets-value='{"1":2,"2":"Ut-value"}' style="overflow:hidden;padding:0px 3px 0px 3px;vertical-align:bottom;font-weight:bold;text-align:center;">Ut-value</td> <td data-sheets-value='{"1":2,"2":"LT-value"}' style="overflow:hidden;padding:0px 3px 0px 3px;vertical-align:bottom;font-weight:bold;text-align:center;">LT-value</td> <td data-sheets-value='{"1":2,"2":"g-value"}' style="overflow:hidden;padding:0px 3px 0px 3px;vertical-align:bottom;font-weight:bold;text-align:center;">g-value</td> <td data-sheets-value='{"1":2,"2":"Rw-value "}' style="overflow:hidden;padding:0px 3px 0px 3px;vertical-align:bottom;font-weight:bold;text-align:center;">Rw-value </td> </tr> <tr style="height:20px;"> <td style="overflow:hidden;padding:0px 3px 0px 3px;vertical-align:bottom;"></td> <td style="overflow:hidden;padding:0px 3px 0px 3px;vertical-align:bottom;"></td> <td style="overflow:hidden;padding:0px 3px 0px 3px;vertical-align:bottom;"></td> <td data-sheets-numberformat='{"1":2,"2":"0.00","3":1}' data-sheets-value='{"1":2,"2":"EN 1873 : 2014"}' style="overflow:hidden;padding:0px 3px 0px 3px;vertical-align:bottom;text-align:center;">EN 1873 : 2014</td> <td data-sheets-numberformat='{"1":2,"2":"0","3":1}' data-sheets-value='{"1":2,"2":"EN ISO 13468 EN 16153 EN 410"}' style="overflow:hidden;padding:0px 3px 0px 3px;vertical-align:bottom;text-align:center;">EN ISO 13468 EN 16153 EN 410</td> <td data-sheets-numberformat='{"1":2,"2":"0","3":1}' data-sheets-value='{"1":2,"2":"EN 410"}' style="overflow:hidden;padding:0px 3px 0px 3px;vertical-align:bottom;text-align:center;">EN 410</td> <td data-sheets-value='{"1":2,"2":"EN ISO 140-3\t\t"}' style="overflow:hidden;padding:0px 3px 0px 3px;vertical-align:bottom;text-align:center;">EN ISO 140-3 </td> </tr> <tr style="height:20px;"> <td data-sheets-value='{"1":2,"2":"Material"}' style="border-bottom:1px solid #000000;overflow:hidden;padding:0px 3px 0px 3px;vertical-align:bottom;background-color:#000000;font-weight:bold;color:#ffffff;">Material</td> <td data-sheets-value='{"1":2,"2":"Walls"}' style="border-bottom:1px solid #000000;overflow:hidden;padding:0px 3px 0px 3px;vertical-align:bottom;background-color:#000000;font-weight:bold;color:#ffffff;">Walls</td> <td data-sheets-value='{"1":2,"2":"Shells"}' style="border-bottom:1px solid #000000;overflow:hidden;padding:0px 3px 0px 3px;vertical-align:bottom;background-color:#000000;font-weight:bold;color:#ffffff;">Shells</td> <td data-sheets-numberformat='{"1":2,"2":"0.00","3":1}' data-sheets-value='{"1":2,"2":"(W/m²K)\t"}' style="border-bottom:1px solid #000000;overflow:hidden;padding:0px 3px 0px 3px;vertical-align:bottom;background-color:#000000;font-weight:bold;color:#ffffff;text-align:center;">(W/m²K) </td> <td data-sheets-numberformat='{"1":2,"2":"0","3":1}' data-sheets-value='{"1":2,"2":"(%)"}' style="border-bottom:1px solid #000000;overflow:hidden;padding:0px 3px 0px 3px;vertical-align:bottom;background-color:#000000;font-weight:bold;color:#ffffff;text-align:center;">(%)</td> <td data-sheets-numberformat='{"1":2,"2":"0","3":1}' data-sheets-value='{"1":2,"2":"(%)"}' style="border-bottom:1px solid #000000;overflow:hidden;padding:0px 3px 0px 3px;vertical-align:bottom;background-color:#000000;font-weight:bold;color:#ffffff;text-align:center;">(%)</td> <td data-sheets-value='{"1":2,"2":"(dB)"}' style="border-bottom:1px solid #000000;overflow:hidden;padding:0px 3px 0px 3px;vertical-align:bottom;background-color:#000000;font-weight:bold;color:#ffffff;text-align:center;">(dB)</td> </tr> <tr style="height:20px;"> <td data-sheets-value='{"1":2,"2":"Acrylic"}' style="border-left:1px solid #000000;overflow:hidden;padding:0px 3px 0px 3px;vertical-align:bottom;">Acrylic</td> <td data-sheets-value='{"1":2,"2":"EW"}' style="overflow:hidden;padding:0px 3px 0px 3px;vertical-align:bottom;">EW</td> <td data-sheets-value='{"1":2,"2":"Clear (H)"}' style="overflow:hidden;padding:0px 3px 0px 3px;vertical-align:bottom;">Clear (H)</td> <td data-sheets-numberformat='{"1":2,"2":"0.00","3":1}' data-sheets-value='{"1":3,"3":1.19}' style="overflow:hidden;padding:0px 3px 0px 3px;vertical-align:bottom;text-align:center;">1.19</td> <td data-sheets-numberformat='{"1":2,"2":"0","3":1}' data-sheets-value='{"1":3,"3":36.9}' style="overflow:hidden;padding:0px 3px 0px 3px;vertical-align:bottom;text-align:center;">37</td> <td data-sheets-numberformat='{"1":2,"2":"0","3":1}' data-sheets-value='{"1":3,"3":57.42}' style="overflow:hidden;padding:0px 3px 0px 3px;vertical-align:bottom;text-align:center;">57</td> <td data-sheets-value='{"1":3,"3":24}' style="border-right:1px solid #000000;overflow:hidden;padding:0px 3px 0px 3px;vertical-align:bottom;text-align:center;">24</td> </tr> <tr style="height:20px;"> <td data-sheets-value='{"1":2,"2":"PMMA"}' style="border-left:1px solid #000000;overflow:hidden;padding:0px 3px 0px 3px;vertical-align:bottom;">PMMA</td> <td style="overflow:hidden;padding:0px 3px 0px 3px;vertical-align:bottom;"></td> <td data-sheets-value='{"1":2,"2":"Opal (O)"}' style="overflow:hidden;padding:0px 3px 0px 3px;vertical-align:bottom;">Opal (O)</td> <td data-sheets-numberformat='{"1":2,"2":"0.00","3":1}' data-sheets-value='{"1":3,"3":1.19}' style="overflow:hidden;padding:0px 3px 0px 3px;vertical-align:bottom;text-align:center;">1.19</td> <td data-sheets-numberformat='{"1":2,"2":"0","3":1}' data-sheets-value='{"1":3,"3":34.03}' style="overflow:hidden;padding:0px 3px 0px 3px;vertical-align:bottom;text-align:center;">34</td> <td data-sheets-numberformat='{"1":2,"2":"0","3":1}' data-sheets-value='{"1":3,"3":50.160000000000004}' style="overflow:hidden;padding:0px 3px 0px 3px;vertical-align:bottom;text-align:center;">50</td> <td data-sheets-value='{"1":3,"3":24}' style="border-right:1px solid #000000;overflow:hidden;padding:0px 3px 0px 3px;vertical-align:bottom;text-align:center;">24</td> </tr> <tr style="height:20px;"> <td style="border-left:1px solid #000000;overflow:hidden;padding:0px 3px 0px 3px;vertical-align:bottom;"></td> <td data-sheets-value='{"1":2,"2":"DW"}' style="overflow:hidden;padding:0px 3px 0px 3px;vertical-align:bottom;">DW</td> <td data-sheets-value='{"1":2,"2":"Clear (H/H)"}' style="overflow:hidden;padding:0px 3px 0px 3px;vertical-align:bottom;">Clear (H/H)</td> <td data-sheets-numberformat='{"1":2,"2":"0.00","3":1}' data-sheets-value='{"1":3,"3":0.98}' style="overflow:hidden;padding:0px 3px 0px 3px;vertical-align:bottom;text-align:center;">0.98</td> <td data-sheets-numberformat='{"1":2,"2":"0","3":1}' data-sheets-value='{"1":3,"3":33.21}' style="overflow:hidden;padding:0px 3px 0px 3px;vertical-align:bottom;text-align:center;">33</td> <td data-sheets-numberformat='{"1":2,"2":"0","3":1}' data-sheets-value='{"1":3,"3":49.5}' style="overflow:hidden;padding:0px 3px 0px 3px;vertical-align:bottom;text-align:center;">50</td> <td data-sheets-value='{"1":3,"3":26}' style="border-right:1px solid #000000;overflow:hidden;padding:0px 3px 0px 3px;vertical-align:bottom;text-align:center;">26</td> </tr> <tr style="height:20px;"> <td style="border-bottom:1px solid #000000;border-left:1px solid #000000;overflow:hidden;padding:0px 3px 0px 3px;vertical-align:bottom;"></td> <td style="border-bottom:1px solid #000000;overflow:hidden;padding:0px 3px 0px 3px;vertical-align:bottom;"></td> <td data-sheets-value='{"1":2,"2":"Opal (O/O)"}' style="border-bottom:1px solid #000000;overflow:hidden;padding:0px 3px 0px 3px;vertical-align:bottom;">Opal (O/O)</td> <td data-sheets-numberformat='{"1":2,"2":"0.00","3":1}' data-sheets-value='{"1":3,"3":0.98}' style="border-bottom:1px solid #000000;overflow:hidden;padding:0px 3px 0px 3px;vertical-align:bottom;text-align:center;">0.98</td> <td data-sheets-numberformat='{"1":2,"2":"0","3":1}' data-sheets-value='{"1":3,"3":28.29}' style="border-bottom:1px solid #000000;overflow:hidden;padding:0px 3px 0px 3px;vertical-align:bottom;text-align:center;">28</td> <td data-sheets-numberformat='{"1":2,"2":"0","3":1}' data-sheets-value='{"1":3,"3":38.28}' style="border-bottom:1px solid #000000;overflow:hidden;padding:0px 3px 0px 3px;vertical-align:bottom;text-align:center;">38</td> <td data-sheets-value='{"1":3,"3":26}' style="border-right:1px solid #000000;border-bottom:1px solid #000000;overflow:hidden;padding:0px 3px 0px 3px;vertical-align:bottom;text-align:center;">26</td> </tr> <tr style="height:20px;"> <td data-sheets-value='{"1":2,"2":"Polycarbonate "}' style="border-left:1px solid #000000;overflow:hidden;padding:0px 3px 0px 3px;vertical-align:bottom;">Polycarbonate </td> <td data-sheets-value='{"1":2,"2":"EW"}' style="overflow:hidden;padding:0px 3px 0px 3px;vertical-align:bottom;">EW</td> <td data-sheets-value='{"1":2,"2":"Clear (A)"}' style="overflow:hidden;padding:0px 3px 0px 3px;vertical-align:bottom;">Clear (A)</td> <td data-sheets-numberformat='{"1":2,"2":"0.00","3":1}' data-sheets-value='{"1":3,"3":1.19}' style="overflow:hidden;padding:0px 3px 0px 3px;vertical-align:bottom;text-align:center;">1.19</td> <td data-sheets-numberformat='{"1":2,"2":"0","3":1}' data-sheets-value='{"1":3,"3":36.08}' style="overflow:hidden;padding:0px 3px 0px 3px;vertical-align:bottom;text-align:center;">36</td> <td data-sheets-numberformat='{"1":2,"2":"0","3":1}' data-sheets-value='{"1":3,"3":54.78}' style="overflow:hidden;padding:0px 3px 0px 3px;vertical-align:bottom;text-align:center;">55</td> <td data-sheets-value='{"1":3,"3":24}' style="border-right:1px solid #000000;overflow:hidden;padding:0px 3px 0px 3px;vertical-align:bottom;text-align:center;">24</td> </tr> <tr style="height:20px;"> <td data-sheets-value='{"1":2,"2":"PC"}' style="border-left:1px solid #000000;overflow:hidden;padding:0px 3px 0px 3px;vertical-align:bottom;">PC</td> <td style="overflow:hidden;padding:0px 3px 0px 3px;vertical-align:bottom;"></td> <td data-sheets-value='{"1":2,"2":"Opal (D)"}' style="overflow:hidden;padding:0px 3px 0px 3px;vertical-align:bottom;">Opal (D)</td> <td data-sheets-numberformat='{"1":2,"2":"0.00","3":1}' data-sheets-value='{"1":3,"3":1.19}' style="overflow:hidden;padding:0px 3px 0px 3px;vertical-align:bottom;text-align:center;">1.19</td> <td data-sheets-numberformat='{"1":2,"2":"0","3":1}' data-sheets-value='{"1":3,"3":23.779999999999998}' style="overflow:hidden;padding:0px 3px 0px 3px;vertical-align:bottom;text-align:center;">24</td> <td data-sheets-numberformat='{"1":2,"2":"0","3":1}' data-sheets-value='{"1":3,"3":39.6}' style="overflow:hidden;padding:0px 3px 0px 3px;vertical-align:bottom;text-align:center;">40</td> <td data-sheets-value='{"1":3,"3":24}' style="border-right:1px solid #000000;overflow:hidden;padding:0px 3px 0px 3px;vertical-align:bottom;text-align:center;">24</td> </tr> <tr style="height:20px;"> <td style="border-left:1px solid #000000;overflow:hidden;padding:0px 3px 0px 3px;vertical-align:bottom;"></td> <td data-sheets-value='{"1":2,"2":"DW"}' style="overflow:hidden;padding:0px 3px 0px 3px;vertical-align:bottom;">DW</td> <td data-sheets-value='{"1":2,"2":"Clear (A/H)"}' style="overflow:hidden;padding:0px 3px 0px 3px;vertical-align:bottom;">Clear (A/H)</td> <td data-sheets-numberformat='{"1":2,"2":"0.00","3":1}' data-sheets-value='{"1":3,"3":0.98}' style="overflow:hidden;padding:0px 3px 0px 3px;vertical-align:bottom;text-align:center;">0.98</td> <td data-sheets-numberformat='{"1":2,"2":"0","3":1}' data-sheets-value='{"1":3,"3":32.39}' style="overflow:hidden;padding:0px 3px 0px 3px;vertical-align:bottom;text-align:center;">32</td> <td data-sheets-numberformat='{"1":2,"2":"0","3":1}' data-sheets-value='{"1":3,"3":47.52}' style="overflow:hidden;padding:0px 3px 0px 3px;vertical-align:bottom;text-align:center;">48</td> <td data-sheets-value='{"1":3,"3":26}' style="border-right:1px solid #000000;overflow:hidden;padding:0px 3px 0px 3px;vertical-align:bottom;text-align:center;">26</td> </tr> <tr style="height:20px;"> <td style="border-left:1px solid #000000;overflow:hidden;padding:0px 3px 0px 3px;vertical-align:bottom;"></td> <td style="overflow:hidden;padding:0px 3px 0px 3px;vertical-align:bottom;"></td> <td data-sheets-value='{"1":2,"2":"Clear (A/A)"}' style="overflow:hidden;padding:0px 3px 0px 3px;vertical-align:bottom;">Clear (A/A)</td> <td data-sheets-numberformat='{"1":2,"2":"0.00","3":1}' data-sheets-value='{"1":3,"3":0.98}' style="overflow:hidden;padding:0px 3px 0px 3px;vertical-align:bottom;text-align:center;">0.98</td> <td data-sheets-numberformat='{"1":2,"2":"0","3":1}' data-sheets-value='{"1":3,"3":31.569999999999997}' style="overflow:hidden;padding:0px 3px 0px 3px;vertical-align:bottom;text-align:center;">32</td> <td data-sheets-numberformat='{"1":2,"2":"0","3":1}' data-sheets-value='{"1":3,"3":45.54}' style="overflow:hidden;padding:0px 3px 0px 3px;vertical-align:bottom;text-align:center;">46</td> <td data-sheets-value='{"1":3,"3":26}' style="border-right:1px solid #000000;overflow:hidden;padding:0px 3px 0px 3px;vertical-align:bottom;text-align:center;">26</td> </tr> <tr style="height:20px;"> <td style="border-left:1px solid #000000;overflow:hidden;padding:0px 3px 0px 3px;vertical-align:bottom;"></td> <td style="overflow:hidden;padding:0px 3px 0px 3px;vertical-align:bottom;"></td> <td data-sheets-value='{"1":2,"2":"Opal (A/O)"}' style="overflow:hidden;padding:0px 3px 0px 3px;vertical-align:bottom;">Opal (A/O)</td> <td data-sheets-numberformat='{"1":2,"2":"0.00","3":1}' data-sheets-value='{"1":3,"3":0.98}' style="overflow:hidden;padding:0px 3px 0px 3px;vertical-align:bottom;text-align:center;">0.98</td> <td data-sheets-numberformat='{"1":2,"2":"0","3":1}' data-sheets-value='{"1":3,"3":29.93}' style="overflow:hidden;padding:0px 3px 0px 3px;vertical-align:bottom;text-align:center;">30</td> <td data-sheets-numberformat='{"1":2,"2":"0","3":1}' data-sheets-value='{"1":3,"3":41.580000000000005}' style="overflow:hidden;padding:0px 3px 0px 3px;vertical-align:bottom;text-align:center;">42</td> <td data-sheets-value='{"1":3,"3":26}' style="border-right:1px solid #000000;overflow:hidden;padding:0px 3px 0px 3px;vertical-align:bottom;text-align:center;">26</td> </tr> <tr style="height:20px;"> <td style="border-bottom:1px solid #000000;border-left:1px solid #000000;overflow:hidden;padding:0px 3px 0px 3px;vertical-align:bottom;"></td> <td style="border-bottom:1px solid #000000;overflow:hidden;padding:0px 3px 0px 3px;vertical-align:bottom;"></td> <td data-sheets-value='{"1":2,"2":"Opal (A/D)"}' style="border-bottom:1px solid #000000;overflow:hidden;padding:0px 3px 0px 3px;vertical-align:bottom;">Opal (A/D)</td> <td data-sheets-numberformat='{"1":2,"2":"0.00","3":1}' data-sheets-value='{"1":3,"3":0.98}' style="border-bottom:1px solid #000000;overflow:hidden;padding:0px 3px 0px 3px;vertical-align:bottom;text-align:center;">0.98</td> <td data-sheets-numberformat='{"1":2,"2":"0","3":1}' data-sheets-value='{"1":3,"3":20.91}' style="border-bottom:1px solid #000000;overflow:hidden;padding:0px 3px 0px 3px;vertical-align:bottom;text-align:center;">21</td> <td data-sheets-numberformat='{"1":2,"2":"0","3":1}' data-sheets-value='{"1":3,"3":33}' style="border-bottom:1px solid #000000;overflow:hidden;padding:0px 3px 0px 3px;vertical-align:bottom;text-align:center;">33</td> <td data-sheets-value='{"1":3,"3":26}' style="border-right:1px solid #000000;border-bottom:1px solid #000000;overflow:hidden;padding:0px 3px 0px 3px;vertical-align:bottom;text-align:center;">26</td> </tr> <tr style="height:20px;"> <td data-sheets-value='{"1":2,"2":"Polycarbonate"}' style="border-left:1px solid #000000;overflow:hidden;padding:0px 3px 0px 3px;vertical-align:bottom;">Polycarbonate</td> <td data-sheets-value='{"1":2,"2":"EW"}' style="overflow:hidden;padding:0px 3px 0px 3px;vertical-align:bottom;">EW</td> <td data-sheets-value='{"1":2,"2":"Heatstop Opal (T)"}' style="overflow:hidden;padding:0px 3px 0px 3px;vertical-align:bottom;">Heatstop Opal (T)</td> <td data-sheets-numberformat='{"1":2,"2":"0.00","3":1}' data-sheets-value='{"1":3,"3":1.19}' style="overflow:hidden;padding:0px 3px 0px 3px;vertical-align:bottom;text-align:center;">1.19</td> <td data-sheets-numberformat='{"1":2,"2":"0","3":1}' data-sheets-value='{"1":3,"3":20.09}' style="overflow:hidden;padding:0px 3px 0px 3px;vertical-align:bottom;text-align:center;">20</td> <td data-sheets-numberformat='{"1":2,"2":"0","3":1}' data-sheets-value='{"1":3,"3":38.940000000000005}' style="overflow:hidden;padding:0px 3px 0px 3px;vertical-align:bottom;text-align:center;">39</td> <td data-sheets-value='{"1":3,"3":24}' style="border-right:1px solid #000000;overflow:hidden;padding:0px 3px 0px 3px;vertical-align:bottom;text-align:center;">24</td> </tr> <tr style="height:20px;"> <td data-sheets-value='{"1":2,"2":"Heatstop PC"}' style="border-left:1px solid #000000;overflow:hidden;padding:0px 3px 0px 3px;vertical-align:bottom;">Heatstop PC</td> <td data-sheets-value='{"1":2,"2":"DW"}' style="overflow:hidden;padding:0px 3px 0px 3px;vertical-align:bottom;">DW</td> <td data-sheets-value='{"1":2,"2":"Clear (T/H)"}' style="overflow:hidden;padding:0px 3px 0px 3px;vertical-align:bottom;">Clear (T/H)</td> <td data-sheets-numberformat='{"1":2,"2":"0.00","3":1}' data-sheets-value='{"1":3,"3":0.98}' style="overflow:hidden;padding:0px 3px 0px 3px;vertical-align:bottom;text-align:center;">0.98</td> <td data-sheets-numberformat='{"1":2,"2":"0","3":1}' data-sheets-value='{"1":3,"3":18.04}' style="overflow:hidden;padding:0px 3px 0px 3px;vertical-align:bottom;text-align:center;">18</td> <td data-sheets-numberformat='{"1":2,"2":"0","3":1}' data-sheets-value='{"1":3,"3":33.660000000000004}' style="overflow:hidden;padding:0px 3px 0px 3px;vertical-align:bottom;text-align:center;">34</td> <td data-sheets-value='{"1":3,"3":26}' style="border-right:1px solid #000000;overflow:hidden;padding:0px 3px 0px 3px;vertical-align:bottom;text-align:center;">26</td> </tr> <tr style="height:20px;"> <td style="border-bottom:1px solid #000000;border-left:1px solid #000000;overflow:hidden;padding:0px 3px 0px 3px;vertical-align:bottom;"></td> <td style="border-bottom:1px solid #000000;overflow:hidden;padding:0px 3px 0px 3px;vertical-align:bottom;"></td> <td data-sheets-value='{"1":2,"2":"Opal (T/O)"}' style="border-bottom:1px solid #000000;overflow:hidden;padding:0px 3px 0px 3px;vertical-align:bottom;">Opal (T/O)</td> <td data-sheets-numberformat='{"1":2,"2":"0.00","3":1}' data-sheets-value='{"1":3,"3":0.98}' style="border-bottom:1px solid #000000;overflow:hidden;padding:0px 3px 0px 3px;vertical-align:bottom;text-align:center;">0.98</td> <td data-sheets-numberformat='{"1":2,"2":"0","3":1}' data-sheets-value='{"1":3,"3":16.81}' style="border-bottom:1px solid #000000;overflow:hidden;padding:0px 3px 0px 3px;vertical-align:bottom;text-align:center;">17</td> <td data-sheets-numberformat='{"1":2,"2":"0","3":1}' data-sheets-value='{"1":3,"3":29.700000000000003}' style="border-bottom:1px solid #000000;overflow:hidden;padding:0px 3px 0px 3px;vertical-align:bottom;text-align:center;">30</td> <td data-sheets-value='{"1":3,"3":26}' style="border-right:1px solid #000000;border-bottom:1px solid #000000;overflow:hidden;padding:0px 3px 0px 3px;vertical-align:bottom;text-align:center;">26</td> </tr> </tbody></table> | skylux-160-ce-met-koepel-en-polyester-opstand-30-20-met-lm-motor-en-pvc-raam-type-ep25-1000-x-1000-mm | 8586011672909 | 46872309530957
Smoke and heat exhaust (SHEV) | SHE system | Skylux | Skylux 160° CE with skylight and polyester curb 30/20 with LM-actuator and PVC frame type EP25 1000 x 1300 mm |  | 50721 | 5412970507215 | 4668.2 | Yes | 30-45 | 68.31 | 1000 x 1300 mm | 1300 | 1000 |  | polyester 30/20 (30 cm high & roof opening = 20 cm larger than daylight size) | Rectangular | 1.19 W/m²K - 0.98 W/m²K | 57% - 30% | 37% - 17% | 24dB - 26dB | 160° CE (for industry) | PVC frame EP25 | without spoiler | E | Single actuator | Maximum double-walled skylight possible for this product | Ut-value LT-value g-value Rw-value EN 1873 : 2014 EN ISO 13468 EN 16153 EN 410 EN 410 EN ISO 140-3 Material Walls Shells (W/m²K) (%) (%) (dB) Acrylic EW Clear (H) 1.19 37 57 24 PMMA Opal (O) 1.19 34 50 24 DW Clear (H/H) 0.98 33 50 26 Opal (O/O) 0.98 28 38 26 Polycarbonate EW Clear (A) 1.19 36 55 24 PC Opal (D) 1.19 24 40 24 DW Clear (A/H) 0.98 32 48 26 Clear (A/A) 0.98 32 46 26 Opal (A/O) 0.98 30 42 26 Opal (A/D) 0.98 21 33 26 Polycarbonate EW Heatstop Opal (T) 1.19 20 39 24 Heatstop PC DW Clear (T/H) 0.98 18 34 26 Opal (T/O) 0.98 17 30 26 | https://skylux.eu/en/products/skylux-160-ce-met-koepel-en-polyester-opstand-30-20-met-lm-motor-en-pvc-raam-type-ep25-1000-x-1300-mm | https://skylux.eu/cdn/shop/files/Skylux-160deg-CE-met-koepel-en-polyester-opstand-3020-met-LM-motor-en-pvc-raam-type-EP25-1000-x-1300-mm-RWA-systeem.jpg?v=1702978040&width=1600 | https://skylux.eu/cdn/shop/files/e5a82811-1bb0-48e4-a776-cacb59c7c092_56b9324f-ad61-439e-ae64-b643036eedc1.jpg?v=1688550537&width=1600 | //skylux.eu/cdn/shop/files/E_MH_Mounting_instructions_Skylux_160_CE_LM.pdf?v=12406716259046007223 | //skylux.eu/cdn/shop/files/E_TD_Technical_File_Skylux_Skylux_160_CE_Electric.pdf?v=3667116872303399239 | <style type="text/css" id="isPasted"><!--td {border: 1px solid #cccccc;}br {mso-data-placement:same-cell;}--></style><table border="1" cellpadding="0" cellspacing="0" dir="ltr" style="table-layout:fixed;font-size:10pt;font-family:Arial;border-collapse:collapse;border:none;"><tbody> <tr style="height:20px;"> <td style="overflow:hidden;padding:0px 3px 0px 3px;vertical-align:bottom;"></td> <td style="overflow:hidden;padding:0px 3px 0px 3px;vertical-align:bottom;"></td> <td style="overflow:hidden;padding:0px 3px 0px 3px;vertical-align:bottom;"></td> <td data-sheets-value='{"1":2,"2":"Ut-value"}' style="overflow:hidden;padding:0px 3px 0px 3px;vertical-align:bottom;font-weight:bold;text-align:center;">Ut-value</td> <td data-sheets-value='{"1":2,"2":"LT-value"}' style="overflow:hidden;padding:0px 3px 0px 3px;vertical-align:bottom;font-weight:bold;text-align:center;">LT-value</td> <td data-sheets-value='{"1":2,"2":"g-value"}' style="overflow:hidden;padding:0px 3px 0px 3px;vertical-align:bottom;font-weight:bold;text-align:center;">g-value</td> <td data-sheets-value='{"1":2,"2":"Rw-value "}' style="overflow:hidden;padding:0px 3px 0px 3px;vertical-align:bottom;font-weight:bold;text-align:center;">Rw-value </td> </tr> <tr style="height:20px;"> <td style="overflow:hidden;padding:0px 3px 0px 3px;vertical-align:bottom;"></td> <td style="overflow:hidden;padding:0px 3px 0px 3px;vertical-align:bottom;"></td> <td style="overflow:hidden;padding:0px 3px 0px 3px;vertical-align:bottom;"></td> <td data-sheets-numberformat='{"1":2,"2":"0.00","3":1}' data-sheets-value='{"1":2,"2":"EN 1873 : 2014"}' style="overflow:hidden;padding:0px 3px 0px 3px;vertical-align:bottom;text-align:center;">EN 1873 : 2014</td> <td data-sheets-numberformat='{"1":2,"2":"0","3":1}' data-sheets-value='{"1":2,"2":"EN ISO 13468 EN 16153 EN 410"}' style="overflow:hidden;padding:0px 3px 0px 3px;vertical-align:bottom;text-align:center;">EN ISO 13468 EN 16153 EN 410</td> <td data-sheets-numberformat='{"1":2,"2":"0","3":1}' data-sheets-value='{"1":2,"2":"EN 410"}' style="overflow:hidden;padding:0px 3px 0px 3px;vertical-align:bottom;text-align:center;">EN 410</td> <td data-sheets-value='{"1":2,"2":"EN ISO 140-3\t\t"}' style="overflow:hidden;padding:0px 3px 0px 3px;vertical-align:bottom;text-align:center;">EN ISO 140-3 </td> </tr> <tr style="height:20px;"> <td data-sheets-value='{"1":2,"2":"Material"}' style="border-bottom:1px solid #000000;overflow:hidden;padding:0px 3px 0px 3px;vertical-align:bottom;background-color:#000000;font-weight:bold;color:#ffffff;">Material</td> <td data-sheets-value='{"1":2,"2":"Walls"}' style="border-bottom:1px solid #000000;overflow:hidden;padding:0px 3px 0px 3px;vertical-align:bottom;background-color:#000000;font-weight:bold;color:#ffffff;">Walls</td> <td data-sheets-value='{"1":2,"2":"Shells"}' style="border-bottom:1px solid #000000;overflow:hidden;padding:0px 3px 0px 3px;vertical-align:bottom;background-color:#000000;font-weight:bold;color:#ffffff;">Shells</td> <td data-sheets-numberformat='{"1":2,"2":"0.00","3":1}' data-sheets-value='{"1":2,"2":"(W/m²K)\t"}' style="border-bottom:1px solid #000000;overflow:hidden;padding:0px 3px 0px 3px;vertical-align:bottom;background-color:#000000;font-weight:bold;color:#ffffff;text-align:center;">(W/m²K) </td> <td data-sheets-numberformat='{"1":2,"2":"0","3":1}' data-sheets-value='{"1":2,"2":"(%)"}' style="border-bottom:1px solid #000000;overflow:hidden;padding:0px 3px 0px 3px;vertical-align:bottom;background-color:#000000;font-weight:bold;color:#ffffff;text-align:center;">(%)</td> <td data-sheets-numberformat='{"1":2,"2":"0","3":1}' data-sheets-value='{"1":2,"2":"(%)"}' style="border-bottom:1px solid #000000;overflow:hidden;padding:0px 3px 0px 3px;vertical-align:bottom;background-color:#000000;font-weight:bold;color:#ffffff;text-align:center;">(%)</td> <td data-sheets-value='{"1":2,"2":"(dB)"}' style="border-bottom:1px solid #000000;overflow:hidden;padding:0px 3px 0px 3px;vertical-align:bottom;background-color:#000000;font-weight:bold;color:#ffffff;text-align:center;">(dB)</td> </tr> <tr style="height:20px;"> <td data-sheets-value='{"1":2,"2":"Acrylic"}' style="border-left:1px solid #000000;overflow:hidden;padding:0px 3px 0px 3px;vertical-align:bottom;">Acrylic</td> <td data-sheets-value='{"1":2,"2":"EW"}' style="overflow:hidden;padding:0px 3px 0px 3px;vertical-align:bottom;">EW</td> <td data-sheets-value='{"1":2,"2":"Clear (H)"}' style="overflow:hidden;padding:0px 3px 0px 3px;vertical-align:bottom;">Clear (H)</td> <td data-sheets-numberformat='{"1":2,"2":"0.00","3":1}' data-sheets-value='{"1":3,"3":1.19}' style="overflow:hidden;padding:0px 3px 0px 3px;vertical-align:bottom;text-align:center;">1.19</td> <td data-sheets-numberformat='{"1":2,"2":"0","3":1}' data-sheets-value='{"1":3,"3":36.9}' style="overflow:hidden;padding:0px 3px 0px 3px;vertical-align:bottom;text-align:center;">37</td> <td data-sheets-numberformat='{"1":2,"2":"0","3":1}' data-sheets-value='{"1":3,"3":57.42}' style="overflow:hidden;padding:0px 3px 0px 3px;vertical-align:bottom;text-align:center;">57</td> <td data-sheets-value='{"1":3,"3":24}' style="border-right:1px solid #000000;overflow:hidden;padding:0px 3px 0px 3px;vertical-align:bottom;text-align:center;">24</td> </tr> <tr style="height:20px;"> <td data-sheets-value='{"1":2,"2":"PMMA"}' style="border-left:1px solid #000000;overflow:hidden;padding:0px 3px 0px 3px;vertical-align:bottom;">PMMA</td> <td style="overflow:hidden;padding:0px 3px 0px 3px;vertical-align:bottom;"></td> <td data-sheets-value='{"1":2,"2":"Opal (O)"}' style="overflow:hidden;padding:0px 3px 0px 3px;vertical-align:bottom;">Opal (O)</td> <td data-sheets-numberformat='{"1":2,"2":"0.00","3":1}' data-sheets-value='{"1":3,"3":1.19}' style="overflow:hidden;padding:0px 3px 0px 3px;vertical-align:bottom;text-align:center;">1.19</td> <td data-sheets-numberformat='{"1":2,"2":"0","3":1}' data-sheets-value='{"1":3,"3":34.03}' style="overflow:hidden;padding:0px 3px 0px 3px;vertical-align:bottom;text-align:center;">34</td> <td data-sheets-numberformat='{"1":2,"2":"0","3":1}' data-sheets-value='{"1":3,"3":50.160000000000004}' style="overflow:hidden;padding:0px 3px 0px 3px;vertical-align:bottom;text-align:center;">50</td> <td data-sheets-value='{"1":3,"3":24}' style="border-right:1px solid #000000;overflow:hidden;padding:0px 3px 0px 3px;vertical-align:bottom;text-align:center;">24</td> </tr> <tr style="height:20px;"> <td style="border-left:1px solid #000000;overflow:hidden;padding:0px 3px 0px 3px;vertical-align:bottom;"></td> <td data-sheets-value='{"1":2,"2":"DW"}' style="overflow:hidden;padding:0px 3px 0px 3px;vertical-align:bottom;">DW</td> <td data-sheets-value='{"1":2,"2":"Clear (H/H)"}' style="overflow:hidden;padding:0px 3px 0px 3px;vertical-align:bottom;">Clear (H/H)</td> <td data-sheets-numberformat='{"1":2,"2":"0.00","3":1}' data-sheets-value='{"1":3,"3":0.98}' style="overflow:hidden;padding:0px 3px 0px 3px;vertical-align:bottom;text-align:center;">0.98</td> <td data-sheets-numberformat='{"1":2,"2":"0","3":1}' data-sheets-value='{"1":3,"3":33.21}' style="overflow:hidden;padding:0px 3px 0px 3px;vertical-align:bottom;text-align:center;">33</td> <td data-sheets-numberformat='{"1":2,"2":"0","3":1}' data-sheets-value='{"1":3,"3":49.5}' style="overflow:hidden;padding:0px 3px 0px 3px;vertical-align:bottom;text-align:center;">50</td> <td data-sheets-value='{"1":3,"3":26}' style="border-right:1px solid #000000;overflow:hidden;padding:0px 3px 0px 3px;vertical-align:bottom;text-align:center;">26</td> </tr> <tr style="height:20px;"> <td style="border-bottom:1px solid #000000;border-left:1px solid #000000;overflow:hidden;padding:0px 3px 0px 3px;vertical-align:bottom;"></td> <td style="border-bottom:1px solid #000000;overflow:hidden;padding:0px 3px 0px 3px;vertical-align:bottom;"></td> <td data-sheets-value='{"1":2,"2":"Opal (O/O)"}' style="border-bottom:1px solid #000000;overflow:hidden;padding:0px 3px 0px 3px;vertical-align:bottom;">Opal (O/O)</td> <td data-sheets-numberformat='{"1":2,"2":"0.00","3":1}' data-sheets-value='{"1":3,"3":0.98}' style="border-bottom:1px solid #000000;overflow:hidden;padding:0px 3px 0px 3px;vertical-align:bottom;text-align:center;">0.98</td> <td data-sheets-numberformat='{"1":2,"2":"0","3":1}' data-sheets-value='{"1":3,"3":28.29}' style="border-bottom:1px solid #000000;overflow:hidden;padding:0px 3px 0px 3px;vertical-align:bottom;text-align:center;">28</td> <td data-sheets-numberformat='{"1":2,"2":"0","3":1}' data-sheets-value='{"1":3,"3":38.28}' style="border-bottom:1px solid #000000;overflow:hidden;padding:0px 3px 0px 3px;vertical-align:bottom;text-align:center;">38</td> <td data-sheets-value='{"1":3,"3":26}' style="border-right:1px solid #000000;border-bottom:1px solid #000000;overflow:hidden;padding:0px 3px 0px 3px;vertical-align:bottom;text-align:center;">26</td> </tr> <tr style="height:20px;"> <td data-sheets-value='{"1":2,"2":"Polycarbonate "}' style="border-left:1px solid #000000;overflow:hidden;padding:0px 3px 0px 3px;vertical-align:bottom;">Polycarbonate </td> <td data-sheets-value='{"1":2,"2":"EW"}' style="overflow:hidden;padding:0px 3px 0px 3px;vertical-align:bottom;">EW</td> <td data-sheets-value='{"1":2,"2":"Clear (A)"}' style="overflow:hidden;padding:0px 3px 0px 3px;vertical-align:bottom;">Clear (A)</td> <td data-sheets-numberformat='{"1":2,"2":"0.00","3":1}' data-sheets-value='{"1":3,"3":1.19}' style="overflow:hidden;padding:0px 3px 0px 3px;vertical-align:bottom;text-align:center;">1.19</td> <td data-sheets-numberformat='{"1":2,"2":"0","3":1}' data-sheets-value='{"1":3,"3":36.08}' style="overflow:hidden;padding:0px 3px 0px 3px;vertical-align:bottom;text-align:center;">36</td> <td data-sheets-numberformat='{"1":2,"2":"0","3":1}' data-sheets-value='{"1":3,"3":54.78}' style="overflow:hidden;padding:0px 3px 0px 3px;vertical-align:bottom;text-align:center;">55</td> <td data-sheets-value='{"1":3,"3":24}' style="border-right:1px solid #000000;overflow:hidden;padding:0px 3px 0px 3px;vertical-align:bottom;text-align:center;">24</td> </tr> <tr style="height:20px;"> <td data-sheets-value='{"1":2,"2":"PC"}' style="border-left:1px solid #000000;overflow:hidden;padding:0px 3px 0px 3px;vertical-align:bottom;">PC</td> <td style="overflow:hidden;padding:0px 3px 0px 3px;vertical-align:bottom;"></td> <td data-sheets-value='{"1":2,"2":"Opal (D)"}' style="overflow:hidden;padding:0px 3px 0px 3px;vertical-align:bottom;">Opal (D)</td> <td data-sheets-numberformat='{"1":2,"2":"0.00","3":1}' data-sheets-value='{"1":3,"3":1.19}' style="overflow:hidden;padding:0px 3px 0px 3px;vertical-align:bottom;text-align:center;">1.19</td> <td data-sheets-numberformat='{"1":2,"2":"0","3":1}' data-sheets-value='{"1":3,"3":23.779999999999998}' style="overflow:hidden;padding:0px 3px 0px 3px;vertical-align:bottom;text-align:center;">24</td> <td data-sheets-numberformat='{"1":2,"2":"0","3":1}' data-sheets-value='{"1":3,"3":39.6}' style="overflow:hidden;padding:0px 3px 0px 3px;vertical-align:bottom;text-align:center;">40</td> <td data-sheets-value='{"1":3,"3":24}' style="border-right:1px solid #000000;overflow:hidden;padding:0px 3px 0px 3px;vertical-align:bottom;text-align:center;">24</td> </tr> <tr style="height:20px;"> <td style="border-left:1px solid #000000;overflow:hidden;padding:0px 3px 0px 3px;vertical-align:bottom;"></td> <td data-sheets-value='{"1":2,"2":"DW"}' style="overflow:hidden;padding:0px 3px 0px 3px;vertical-align:bottom;">DW</td> <td data-sheets-value='{"1":2,"2":"Clear (A/H)"}' style="overflow:hidden;padding:0px 3px 0px 3px;vertical-align:bottom;">Clear (A/H)</td> <td data-sheets-numberformat='{"1":2,"2":"0.00","3":1}' data-sheets-value='{"1":3,"3":0.98}' style="overflow:hidden;padding:0px 3px 0px 3px;vertical-align:bottom;text-align:center;">0.98</td> <td data-sheets-numberformat='{"1":2,"2":"0","3":1}' data-sheets-value='{"1":3,"3":32.39}' style="overflow:hidden;padding:0px 3px 0px 3px;vertical-align:bottom;text-align:center;">32</td> <td data-sheets-numberformat='{"1":2,"2":"0","3":1}' data-sheets-value='{"1":3,"3":47.52}' style="overflow:hidden;padding:0px 3px 0px 3px;vertical-align:bottom;text-align:center;">48</td> <td data-sheets-value='{"1":3,"3":26}' style="border-right:1px solid #000000;overflow:hidden;padding:0px 3px 0px 3px;vertical-align:bottom;text-align:center;">26</td> </tr> <tr style="height:20px;"> <td style="border-left:1px solid #000000;overflow:hidden;padding:0px 3px 0px 3px;vertical-align:bottom;"></td> <td style="overflow:hidden;padding:0px 3px 0px 3px;vertical-align:bottom;"></td> <td data-sheets-value='{"1":2,"2":"Clear (A/A)"}' style="overflow:hidden;padding:0px 3px 0px 3px;vertical-align:bottom;">Clear (A/A)</td> <td data-sheets-numberformat='{"1":2,"2":"0.00","3":1}' data-sheets-value='{"1":3,"3":0.98}' style="overflow:hidden;padding:0px 3px 0px 3px;vertical-align:bottom;text-align:center;">0.98</td> <td data-sheets-numberformat='{"1":2,"2":"0","3":1}' data-sheets-value='{"1":3,"3":31.569999999999997}' style="overflow:hidden;padding:0px 3px 0px 3px;vertical-align:bottom;text-align:center;">32</td> <td data-sheets-numberformat='{"1":2,"2":"0","3":1}' data-sheets-value='{"1":3,"3":45.54}' style="overflow:hidden;padding:0px 3px 0px 3px;vertical-align:bottom;text-align:center;">46</td> <td data-sheets-value='{"1":3,"3":26}' style="border-right:1px solid #000000;overflow:hidden;padding:0px 3px 0px 3px;vertical-align:bottom;text-align:center;">26</td> </tr> <tr style="height:20px;"> <td style="border-left:1px solid #000000;overflow:hidden;padding:0px 3px 0px 3px;vertical-align:bottom;"></td> <td style="overflow:hidden;padding:0px 3px 0px 3px;vertical-align:bottom;"></td> <td data-sheets-value='{"1":2,"2":"Opal (A/O)"}' style="overflow:hidden;padding:0px 3px 0px 3px;vertical-align:bottom;">Opal (A/O)</td> <td data-sheets-numberformat='{"1":2,"2":"0.00","3":1}' data-sheets-value='{"1":3,"3":0.98}' style="overflow:hidden;padding:0px 3px 0px 3px;vertical-align:bottom;text-align:center;">0.98</td> <td data-sheets-numberformat='{"1":2,"2":"0","3":1}' data-sheets-value='{"1":3,"3":29.93}' style="overflow:hidden;padding:0px 3px 0px 3px;vertical-align:bottom;text-align:center;">30</td> <td data-sheets-numberformat='{"1":2,"2":"0","3":1}' data-sheets-value='{"1":3,"3":41.580000000000005}' style="overflow:hidden;padding:0px 3px 0px 3px;vertical-align:bottom;text-align:center;">42</td> <td data-sheets-value='{"1":3,"3":26}' style="border-right:1px solid #000000;overflow:hidden;padding:0px 3px 0px 3px;vertical-align:bottom;text-align:center;">26</td> </tr> <tr style="height:20px;"> <td style="border-bottom:1px solid #000000;border-left:1px solid #000000;overflow:hidden;padding:0px 3px 0px 3px;vertical-align:bottom;"></td> <td style="border-bottom:1px solid #000000;overflow:hidden;padding:0px 3px 0px 3px;vertical-align:bottom;"></td> <td data-sheets-value='{"1":2,"2":"Opal (A/D)"}' style="border-bottom:1px solid #000000;overflow:hidden;padding:0px 3px 0px 3px;vertical-align:bottom;">Opal (A/D)</td> <td data-sheets-numberformat='{"1":2,"2":"0.00","3":1}' data-sheets-value='{"1":3,"3":0.98}' style="border-bottom:1px solid #000000;overflow:hidden;padding:0px 3px 0px 3px;vertical-align:bottom;text-align:center;">0.98</td> <td data-sheets-numberformat='{"1":2,"2":"0","3":1}' data-sheets-value='{"1":3,"3":20.91}' style="border-bottom:1px solid #000000;overflow:hidden;padding:0px 3px 0px 3px;vertical-align:bottom;text-align:center;">21</td> <td data-sheets-numberformat='{"1":2,"2":"0","3":1}' data-sheets-value='{"1":3,"3":33}' style="border-bottom:1px solid #000000;overflow:hidden;padding:0px 3px 0px 3px;vertical-align:bottom;text-align:center;">33</td> <td data-sheets-value='{"1":3,"3":26}' style="border-right:1px solid #000000;border-bottom:1px solid #000000;overflow:hidden;padding:0px 3px 0px 3px;vertical-align:bottom;text-align:center;">26</td> </tr> <tr style="height:20px;"> <td data-sheets-value='{"1":2,"2":"Polycarbonate"}' style="border-left:1px solid #000000;overflow:hidden;padding:0px 3px 0px 3px;vertical-align:bottom;">Polycarbonate</td> <td data-sheets-value='{"1":2,"2":"EW"}' style="overflow:hidden;padding:0px 3px 0px 3px;vertical-align:bottom;">EW</td> <td data-sheets-value='{"1":2,"2":"Heatstop Opal (T)"}' style="overflow:hidden;padding:0px 3px 0px 3px;vertical-align:bottom;">Heatstop Opal (T)</td> <td data-sheets-numberformat='{"1":2,"2":"0.00","3":1}' data-sheets-value='{"1":3,"3":1.19}' style="overflow:hidden;padding:0px 3px 0px 3px;vertical-align:bottom;text-align:center;">1.19</td> <td data-sheets-numberformat='{"1":2,"2":"0","3":1}' data-sheets-value='{"1":3,"3":20.09}' style="overflow:hidden;padding:0px 3px 0px 3px;vertical-align:bottom;text-align:center;">20</td> <td data-sheets-numberformat='{"1":2,"2":"0","3":1}' data-sheets-value='{"1":3,"3":38.940000000000005}' style="overflow:hidden;padding:0px 3px 0px 3px;vertical-align:bottom;text-align:center;">39</td> <td data-sheets-value='{"1":3,"3":24}' style="border-right:1px solid #000000;overflow:hidden;padding:0px 3px 0px 3px;vertical-align:bottom;text-align:center;">24</td> </tr> <tr style="height:20px;"> <td data-sheets-value='{"1":2,"2":"Heatstop PC"}' style="border-left:1px solid #000000;overflow:hidden;padding:0px 3px 0px 3px;vertical-align:bottom;">Heatstop PC</td> <td data-sheets-value='{"1":2,"2":"DW"}' style="overflow:hidden;padding:0px 3px 0px 3px;vertical-align:bottom;">DW</td> <td data-sheets-value='{"1":2,"2":"Clear (T/H)"}' style="overflow:hidden;padding:0px 3px 0px 3px;vertical-align:bottom;">Clear (T/H)</td> <td data-sheets-numberformat='{"1":2,"2":"0.00","3":1}' data-sheets-value='{"1":3,"3":0.98}' style="overflow:hidden;padding:0px 3px 0px 3px;vertical-align:bottom;text-align:center;">0.98</td> <td data-sheets-numberformat='{"1":2,"2":"0","3":1}' data-sheets-value='{"1":3,"3":18.04}' style="overflow:hidden;padding:0px 3px 0px 3px;vertical-align:bottom;text-align:center;">18</td> <td data-sheets-numberformat='{"1":2,"2":"0","3":1}' data-sheets-value='{"1":3,"3":33.660000000000004}' style="overflow:hidden;padding:0px 3px 0px 3px;vertical-align:bottom;text-align:center;">34</td> <td data-sheets-value='{"1":3,"3":26}' style="border-right:1px solid #000000;overflow:hidden;padding:0px 3px 0px 3px;vertical-align:bottom;text-align:center;">26</td> </tr> <tr style="height:20px;"> <td style="border-bottom:1px solid #000000;border-left:1px solid #000000;overflow:hidden;padding:0px 3px 0px 3px;vertical-align:bottom;"></td> <td style="border-bottom:1px solid #000000;overflow:hidden;padding:0px 3px 0px 3px;vertical-align:bottom;"></td> <td data-sheets-value='{"1":2,"2":"Opal (T/O)"}' style="border-bottom:1px solid #000000;overflow:hidden;padding:0px 3px 0px 3px;vertical-align:bottom;">Opal (T/O)</td> <td data-sheets-numberformat='{"1":2,"2":"0.00","3":1}' data-sheets-value='{"1":3,"3":0.98}' style="border-bottom:1px solid #000000;overflow:hidden;padding:0px 3px 0px 3px;vertical-align:bottom;text-align:center;">0.98</td> <td data-sheets-numberformat='{"1":2,"2":"0","3":1}' data-sheets-value='{"1":3,"3":16.81}' style="border-bottom:1px solid #000000;overflow:hidden;padding:0px 3px 0px 3px;vertical-align:bottom;text-align:center;">17</td> <td data-sheets-numberformat='{"1":2,"2":"0","3":1}' data-sheets-value='{"1":3,"3":29.700000000000003}' style="border-bottom:1px solid #000000;overflow:hidden;padding:0px 3px 0px 3px;vertical-align:bottom;text-align:center;">30</td> <td data-sheets-value='{"1":3,"3":26}' style="border-right:1px solid #000000;border-bottom:1px solid #000000;overflow:hidden;padding:0px 3px 0px 3px;vertical-align:bottom;text-align:center;">26</td> </tr> </tbody></table> | skylux-160-ce-met-koepel-en-polyester-opstand-30-20-met-lm-motor-en-pvc-raam-type-ep25-1000-x-1300-mm | 8586011705677 | 46872309596493
Smoke and heat exhaust (SHEV) | SHE system | Skylux | Skylux 160° CE with skylight and polyester curb 30/20 with LM-actuator and PVC frame type EP25 1000 x 1600 mm |  | 50722 | 5412970507222 | 5241.75 | Yes | 30-45 | 73.22 | 1000 x 1600 mm | 1600 | 1000 |  | polyester 30/20 (30 cm high & roof opening = 20 cm larger than daylight size) | Rectangular | 1.19 W/m²K - 0.98 W/m²K | 57% - 30% | 37% - 17% | 24dB - 26dB | 160° CE (for industry) | PVC frame EP25 | without spoiler | E | Single actuator | Maximum double-walled skylight possible for this product | Ut-value LT-value g-value Rw-value EN 1873 : 2014 EN ISO 13468 EN 16153 EN 410 EN 410 EN ISO 140-3 Material Walls Shells (W/m²K) (%) (%) (dB) Acrylic EW Clear (H) 1.19 37 57 24 PMMA Opal (O) 1.19 34 50 24 DW Clear (H/H) 0.98 33 50 26 Opal (O/O) 0.98 28 38 26 Polycarbonate EW Clear (A) 1.19 36 55 24 PC Opal (D) 1.19 24 40 24 DW Clear (A/H) 0.98 32 48 26 Clear (A/A) 0.98 32 46 26 Opal (A/O) 0.98 30 42 26 Opal (A/D) 0.98 21 33 26 Polycarbonate EW Heatstop Opal (T) 1.19 20 39 24 Heatstop PC DW Clear (T/H) 0.98 18 34 26 Opal (T/O) 0.98 17 30 26 | https://skylux.eu/en/products/skylux-160-ce-met-koepel-en-polyester-opstand-30-20-met-lm-motor-en-pvc-raam-type-ep25-1000-x-1600-mm | https://skylux.eu/cdn/shop/files/Skylux-160deg-CE-met-koepel-en-polyester-opstand-3020-met-LM-motor-en-pvc-raam-type-EP25-1000-x-1600-mm-RWA-systeem.jpg?v=1702978044&width=1600 | https://skylux.eu/cdn/shop/files/e5a82811-1bb0-48e4-a776-cacb59c7c092_c3c56b4a-5243-4044-b9c9-9467effa3e96.jpg?v=1688550538&width=1600 | //skylux.eu/cdn/shop/files/E_MH_Mounting_instructions_Skylux_160_CE_LM.pdf?v=12406716259046007223 | //skylux.eu/cdn/shop/files/E_TD_Technical_File_Skylux_Skylux_160_CE_Electric.pdf?v=3667116872303399239 | <style type="text/css" id="isPasted"><!--td {border: 1px solid #cccccc;}br {mso-data-placement:same-cell;}--></style><table border="1" cellpadding="0" cellspacing="0" dir="ltr" style="table-layout:fixed;font-size:10pt;font-family:Arial;border-collapse:collapse;border:none;"><tbody> <tr style="height:20px;"> <td style="overflow:hidden;padding:0px 3px 0px 3px;vertical-align:bottom;"></td> <td style="overflow:hidden;padding:0px 3px 0px 3px;vertical-align:bottom;"></td> <td style="overflow:hidden;padding:0px 3px 0px 3px;vertical-align:bottom;"></td> <td data-sheets-value='{"1":2,"2":"Ut-value"}' style="overflow:hidden;padding:0px 3px 0px 3px;vertical-align:bottom;font-weight:bold;text-align:center;">Ut-value</td> <td data-sheets-value='{"1":2,"2":"LT-value"}' style="overflow:hidden;padding:0px 3px 0px 3px;vertical-align:bottom;font-weight:bold;text-align:center;">LT-value</td> <td data-sheets-value='{"1":2,"2":"g-value"}' style="overflow:hidden;padding:0px 3px 0px 3px;vertical-align:bottom;font-weight:bold;text-align:center;">g-value</td> <td data-sheets-value='{"1":2,"2":"Rw-value "}' style="overflow:hidden;padding:0px 3px 0px 3px;vertical-align:bottom;font-weight:bold;text-align:center;">Rw-value </td> </tr> <tr style="height:20px;"> <td style="overflow:hidden;padding:0px 3px 0px 3px;vertical-align:bottom;"></td> <td style="overflow:hidden;padding:0px 3px 0px 3px;vertical-align:bottom;"></td> <td style="overflow:hidden;padding:0px 3px 0px 3px;vertical-align:bottom;"></td> <td data-sheets-numberformat='{"1":2,"2":"0.00","3":1}' data-sheets-value='{"1":2,"2":"EN 1873 : 2014"}' style="overflow:hidden;padding:0px 3px 0px 3px;vertical-align:bottom;text-align:center;">EN 1873 : 2014</td> <td data-sheets-numberformat='{"1":2,"2":"0","3":1}' data-sheets-value='{"1":2,"2":"EN ISO 13468 EN 16153 EN 410"}' style="overflow:hidden;padding:0px 3px 0px 3px;vertical-align:bottom;text-align:center;">EN ISO 13468 EN 16153 EN 410</td> <td data-sheets-numberformat='{"1":2,"2":"0","3":1}' data-sheets-value='{"1":2,"2":"EN 410"}' style="overflow:hidden;padding:0px 3px 0px 3px;vertical-align:bottom;text-align:center;">EN 410</td> <td data-sheets-value='{"1":2,"2":"EN ISO 140-3\t\t"}' style="overflow:hidden;padding:0px 3px 0px 3px;vertical-align:bottom;text-align:center;">EN ISO 140-3 </td> </tr> <tr style="height:20px;"> <td data-sheets-value='{"1":2,"2":"Material"}' style="border-bottom:1px solid #000000;overflow:hidden;padding:0px 3px 0px 3px;vertical-align:bottom;background-color:#000000;font-weight:bold;color:#ffffff;">Material</td> <td data-sheets-value='{"1":2,"2":"Walls"}' style="border-bottom:1px solid #000000;overflow:hidden;padding:0px 3px 0px 3px;vertical-align:bottom;background-color:#000000;font-weight:bold;color:#ffffff;">Walls</td> <td data-sheets-value='{"1":2,"2":"Shells"}' style="border-bottom:1px solid #000000;overflow:hidden;padding:0px 3px 0px 3px;vertical-align:bottom;background-color:#000000;font-weight:bold;color:#ffffff;">Shells</td> <td data-sheets-numberformat='{"1":2,"2":"0.00","3":1}' data-sheets-value='{"1":2,"2":"(W/m²K)\t"}' style="border-bottom:1px solid #000000;overflow:hidden;padding:0px 3px 0px 3px;vertical-align:bottom;background-color:#000000;font-weight:bold;color:#ffffff;text-align:center;">(W/m²K) </td> <td data-sheets-numberformat='{"1":2,"2":"0","3":1}' data-sheets-value='{"1":2,"2":"(%)"}' style="border-bottom:1px solid #000000;overflow:hidden;padding:0px 3px 0px 3px;vertical-align:bottom;background-color:#000000;font-weight:bold;color:#ffffff;text-align:center;">(%)</td> <td data-sheets-numberformat='{"1":2,"2":"0","3":1}' data-sheets-value='{"1":2,"2":"(%)"}' style="border-bottom:1px solid #000000;overflow:hidden;padding:0px 3px 0px 3px;vertical-align:bottom;background-color:#000000;font-weight:bold;color:#ffffff;text-align:center;">(%)</td> <td data-sheets-value='{"1":2,"2":"(dB)"}' style="border-bottom:1px solid #000000;overflow:hidden;padding:0px 3px 0px 3px;vertical-align:bottom;background-color:#000000;font-weight:bold;color:#ffffff;text-align:center;">(dB)</td> </tr> <tr style="height:20px;"> <td data-sheets-value='{"1":2,"2":"Acrylic"}' style="border-left:1px solid #000000;overflow:hidden;padding:0px 3px 0px 3px;vertical-align:bottom;">Acrylic</td> <td data-sheets-value='{"1":2,"2":"EW"}' style="overflow:hidden;padding:0px 3px 0px 3px;vertical-align:bottom;">EW</td> <td data-sheets-value='{"1":2,"2":"Clear (H)"}' style="overflow:hidden;padding:0px 3px 0px 3px;vertical-align:bottom;">Clear (H)</td> <td data-sheets-numberformat='{"1":2,"2":"0.00","3":1}' data-sheets-value='{"1":3,"3":1.19}' style="overflow:hidden;padding:0px 3px 0px 3px;vertical-align:bottom;text-align:center;">1.19</td> <td data-sheets-numberformat='{"1":2,"2":"0","3":1}' data-sheets-value='{"1":3,"3":36.9}' style="overflow:hidden;padding:0px 3px 0px 3px;vertical-align:bottom;text-align:center;">37</td> <td data-sheets-numberformat='{"1":2,"2":"0","3":1}' data-sheets-value='{"1":3,"3":57.42}' style="overflow:hidden;padding:0px 3px 0px 3px;vertical-align:bottom;text-align:center;">57</td> <td data-sheets-value='{"1":3,"3":24}' style="border-right:1px solid #000000;overflow:hidden;padding:0px 3px 0px 3px;vertical-align:bottom;text-align:center;">24</td> </tr> <tr style="height:20px;"> <td data-sheets-value='{"1":2,"2":"PMMA"}' style="border-left:1px solid #000000;overflow:hidden;padding:0px 3px 0px 3px;vertical-align:bottom;">PMMA</td> <td style="overflow:hidden;padding:0px 3px 0px 3px;vertical-align:bottom;"></td> <td data-sheets-value='{"1":2,"2":"Opal (O)"}' style="overflow:hidden;padding:0px 3px 0px 3px;vertical-align:bottom;">Opal (O)</td> <td data-sheets-numberformat='{"1":2,"2":"0.00","3":1}' data-sheets-value='{"1":3,"3":1.19}' style="overflow:hidden;padding:0px 3px 0px 3px;vertical-align:bottom;text-align:center;">1.19</td> <td data-sheets-numberformat='{"1":2,"2":"0","3":1}' data-sheets-value='{"1":3,"3":34.03}' style="overflow:hidden;padding:0px 3px 0px 3px;vertical-align:bottom;text-align:center;">34</td> <td data-sheets-numberformat='{"1":2,"2":"0","3":1}' data-sheets-value='{"1":3,"3":50.160000000000004}' style="overflow:hidden;padding:0px 3px 0px 3px;vertical-align:bottom;text-align:center;">50</td> <td data-sheets-value='{"1":3,"3":24}' style="border-right:1px solid #000000;overflow:hidden;padding:0px 3px 0px 3px;vertical-align:bottom;text-align:center;">24</td> </tr> <tr style="height:20px;"> <td style="border-left:1px solid #000000;overflow:hidden;padding:0px 3px 0px 3px;vertical-align:bottom;"></td> <td data-sheets-value='{"1":2,"2":"DW"}' style="overflow:hidden;padding:0px 3px 0px 3px;vertical-align:bottom;">DW</td> <td data-sheets-value='{"1":2,"2":"Clear (H/H)"}' style="overflow:hidden;padding:0px 3px 0px 3px;vertical-align:bottom;">Clear (H/H)</td> <td data-sheets-numberformat='{"1":2,"2":"0.00","3":1}' data-sheets-value='{"1":3,"3":0.98}' style="overflow:hidden;padding:0px 3px 0px 3px;vertical-align:bottom;text-align:center;">0.98</td> <td data-sheets-numberformat='{"1":2,"2":"0","3":1}' data-sheets-value='{"1":3,"3":33.21}' style="overflow:hidden;padding:0px 3px 0px 3px;vertical-align:bottom;text-align:center;">33</td> <td data-sheets-numberformat='{"1":2,"2":"0","3":1}' data-sheets-value='{"1":3,"3":49.5}' style="overflow:hidden;padding:0px 3px 0px 3px;vertical-align:bottom;text-align:center;">50</td> <td data-sheets-value='{"1":3,"3":26}' style="border-right:1px solid #000000;overflow:hidden;padding:0px 3px 0px 3px;vertical-align:bottom;text-align:center;">26</td> </tr> <tr style="height:20px;"> <td style="border-bottom:1px solid #000000;border-left:1px solid #000000;overflow:hidden;padding:0px 3px 0px 3px;vertical-align:bottom;"></td> <td style="border-bottom:1px solid #000000;overflow:hidden;padding:0px 3px 0px 3px;vertical-align:bottom;"></td> <td data-sheets-value='{"1":2,"2":"Opal (O/O)"}' style="border-bottom:1px solid #000000;overflow:hidden;padding:0px 3px 0px 3px;vertical-align:bottom;">Opal (O/O)</td> <td data-sheets-numberformat='{"1":2,"2":"0.00","3":1}' data-sheets-value='{"1":3,"3":0.98}' style="border-bottom:1px solid #000000;overflow:hidden;padding:0px 3px 0px 3px;vertical-align:bottom;text-align:center;">0.98</td> <td data-sheets-numberformat='{"1":2,"2":"0","3":1}' data-sheets-value='{"1":3,"3":28.29}' style="border-bottom:1px solid #000000;overflow:hidden;padding:0px 3px 0px 3px;vertical-align:bottom;text-align:center;">28</td> <td data-sheets-numberformat='{"1":2,"2":"0","3":1}' data-sheets-value='{"1":3,"3":38.28}' style="border-bottom:1px solid #000000;overflow:hidden;padding:0px 3px 0px 3px;vertical-align:bottom;text-align:center;">38</td> <td data-sheets-value='{"1":3,"3":26}' style="border-right:1px solid #000000;border-bottom:1px solid #000000;overflow:hidden;padding:0px 3px 0px 3px;vertical-align:bottom;text-align:center;">26</td> </tr> <tr style="height:20px;"> <td data-sheets-value='{"1":2,"2":"Polycarbonate "}' style="border-left:1px solid #000000;overflow:hidden;padding:0px 3px 0px 3px;vertical-align:bottom;">Polycarbonate </td> <td data-sheets-value='{"1":2,"2":"EW"}' style="overflow:hidden;padding:0px 3px 0px 3px;vertical-align:bottom;">EW</td> <td data-sheets-value='{"1":2,"2":"Clear (A)"}' style="overflow:hidden;padding:0px 3px 0px 3px;vertical-align:bottom;">Clear (A)</td> <td data-sheets-numberformat='{"1":2,"2":"0.00","3":1}' data-sheets-value='{"1":3,"3":1.19}' style="overflow:hidden;padding:0px 3px 0px 3px;vertical-align:bottom;text-align:center;">1.19</td> <td data-sheets-numberformat='{"1":2,"2":"0","3":1}' data-sheets-value='{"1":3,"3":36.08}' style="overflow:hidden;padding:0px 3px 0px 3px;vertical-align:bottom;text-align:center;">36</td> <td data-sheets-numberformat='{"1":2,"2":"0","3":1}' data-sheets-value='{"1":3,"3":54.78}' style="overflow:hidden;padding:0px 3px 0px 3px;vertical-align:bottom;text-align:center;">55</td> <td data-sheets-value='{"1":3,"3":24}' style="border-right:1px solid #000000;overflow:hidden;padding:0px 3px 0px 3px;vertical-align:bottom;text-align:center;">24</td> </tr> <tr style="height:20px;"> <td data-sheets-value='{"1":2,"2":"PC"}' style="border-left:1px solid #000000;overflow:hidden;padding:0px 3px 0px 3px;vertical-align:bottom;">PC</td> <td style="overflow:hidden;padding:0px 3px 0px 3px;vertical-align:bottom;"></td> <td data-sheets-value='{"1":2,"2":"Opal (D)"}' style="overflow:hidden;padding:0px 3px 0px 3px;vertical-align:bottom;">Opal (D)</td> <td data-sheets-numberformat='{"1":2,"2":"0.00","3":1}' data-sheets-value='{"1":3,"3":1.19}' style="overflow:hidden;padding:0px 3px 0px 3px;vertical-align:bottom;text-align:center;">1.19</td> <td data-sheets-numberformat='{"1":2,"2":"0","3":1}' data-sheets-value='{"1":3,"3":23.779999999999998}' style="overflow:hidden;padding:0px 3px 0px 3px;vertical-align:bottom;text-align:center;">24</td> <td data-sheets-numberformat='{"1":2,"2":"0","3":1}' data-sheets-value='{"1":3,"3":39.6}' style="overflow:hidden;padding:0px 3px 0px 3px;vertical-align:bottom;text-align:center;">40</td> <td data-sheets-value='{"1":3,"3":24}' style="border-right:1px solid #000000;overflow:hidden;padding:0px 3px 0px 3px;vertical-align:bottom;text-align:center;">24</td> </tr> <tr style="height:20px;"> <td style="border-left:1px solid #000000;overflow:hidden;padding:0px 3px 0px 3px;vertical-align:bottom;"></td> <td data-sheets-value='{"1":2,"2":"DW"}' style="overflow:hidden;padding:0px 3px 0px 3px;vertical-align:bottom;">DW</td> <td data-sheets-value='{"1":2,"2":"Clear (A/H)"}' style="overflow:hidden;padding:0px 3px 0px 3px;vertical-align:bottom;">Clear (A/H)</td> <td data-sheets-numberformat='{"1":2,"2":"0.00","3":1}' data-sheets-value='{"1":3,"3":0.98}' style="overflow:hidden;padding:0px 3px 0px 3px;vertical-align:bottom;text-align:center;">0.98</td> <td data-sheets-numberformat='{"1":2,"2":"0","3":1}' data-sheets-value='{"1":3,"3":32.39}' style="overflow:hidden;padding:0px 3px 0px 3px;vertical-align:bottom;text-align:center;">32</td> <td data-sheets-numberformat='{"1":2,"2":"0","3":1}' data-sheets-value='{"1":3,"3":47.52}' style="overflow:hidden;padding:0px 3px 0px 3px;vertical-align:bottom;text-align:center;">48</td> <td data-sheets-value='{"1":3,"3":26}' style="border-right:1px solid #000000;overflow:hidden;padding:0px 3px 0px 3px;vertical-align:bottom;text-align:center;">26</td> </tr> <tr style="height:20px;"> <td style="border-left:1px solid #000000;overflow:hidden;padding:0px 3px 0px 3px;vertical-align:bottom;"></td> <td style="overflow:hidden;padding:0px 3px 0px 3px;vertical-align:bottom;"></td> <td data-sheets-value='{"1":2,"2":"Clear (A/A)"}' style="overflow:hidden;padding:0px 3px 0px 3px;vertical-align:bottom;">Clear (A/A)</td> <td data-sheets-numberformat='{"1":2,"2":"0.00","3":1}' data-sheets-value='{"1":3,"3":0.98}' style="overflow:hidden;padding:0px 3px 0px 3px;vertical-align:bottom;text-align:center;">0.98</td> <td data-sheets-numberformat='{"1":2,"2":"0","3":1}' data-sheets-value='{"1":3,"3":31.569999999999997}' style="overflow:hidden;padding:0px 3px 0px 3px;vertical-align:bottom;text-align:center;">32</td> <td data-sheets-numberformat='{"1":2,"2":"0","3":1}' data-sheets-value='{"1":3,"3":45.54}' style="overflow:hidden;padding:0px 3px 0px 3px;vertical-align:bottom;text-align:center;">46</td> <td data-sheets-value='{"1":3,"3":26}' style="border-right:1px solid #000000;overflow:hidden;padding:0px 3px 0px 3px;vertical-align:bottom;text-align:center;">26</td> </tr> <tr style="height:20px;"> <td style="border-left:1px solid #000000;overflow:hidden;padding:0px 3px 0px 3px;vertical-align:bottom;"></td> <td style="overflow:hidden;padding:0px 3px 0px 3px;vertical-align:bottom;"></td> <td data-sheets-value='{"1":2,"2":"Opal (A/O)"}' style="overflow:hidden;padding:0px 3px 0px 3px;vertical-align:bottom;">Opal (A/O)</td> <td data-sheets-numberformat='{"1":2,"2":"0.00","3":1}' data-sheets-value='{"1":3,"3":0.98}' style="overflow:hidden;padding:0px 3px 0px 3px;vertical-align:bottom;text-align:center;">0.98</td> <td data-sheets-numberformat='{"1":2,"2":"0","3":1}' data-sheets-value='{"1":3,"3":29.93}' style="overflow:hidden;padding:0px 3px 0px 3px;vertical-align:bottom;text-align:center;">30</td> <td data-sheets-numberformat='{"1":2,"2":"0","3":1}' data-sheets-value='{"1":3,"3":41.580000000000005}' style="overflow:hidden;padding:0px 3px 0px 3px;vertical-align:bottom;text-align:center;">42</td> <td data-sheets-value='{"1":3,"3":26}' style="border-right:1px solid #000000;overflow:hidden;padding:0px 3px 0px 3px;vertical-align:bottom;text-align:center;">26</td> </tr> <tr style="height:20px;"> <td style="border-bottom:1px solid #000000;border-left:1px solid #000000;overflow:hidden;padding:0px 3px 0px 3px;vertical-align:bottom;"></td> <td style="border-bottom:1px solid #000000;overflow:hidden;padding:0px 3px 0px 3px;vertical-align:bottom;"></td> <td data-sheets-value='{"1":2,"2":"Opal (A/D)"}' style="border-bottom:1px solid #000000;overflow:hidden;padding:0px 3px 0px 3px;vertical-align:bottom;">Opal (A/D)</td> <td data-sheets-numberformat='{"1":2,"2":"0.00","3":1}' data-sheets-value='{"1":3,"3":0.98}' style="border-bottom:1px solid #000000;overflow:hidden;padding:0px 3px 0px 3px;vertical-align:bottom;text-align:center;">0.98</td> <td data-sheets-numberformat='{"1":2,"2":"0","3":1}' data-sheets-value='{"1":3,"3":20.91}' style="border-bottom:1px solid #000000;overflow:hidden;padding:0px 3px 0px 3px;vertical-align:bottom;text-align:center;">21</td> <td data-sheets-numberformat='{"1":2,"2":"0","3":1}' data-sheets-value='{"1":3,"3":33}' style="border-bottom:1px solid #000000;overflow:hidden;padding:0px 3px 0px 3px;vertical-align:bottom;text-align:center;">33</td> <td data-sheets-value='{"1":3,"3":26}' style="border-right:1px solid #000000;border-bottom:1px solid #000000;overflow:hidden;padding:0px 3px 0px 3px;vertical-align:bottom;text-align:center;">26</td> </tr> <tr style="height:20px;"> <td data-sheets-value='{"1":2,"2":"Polycarbonate"}' style="border-left:1px solid #000000;overflow:hidden;padding:0px 3px 0px 3px;vertical-align:bottom;">Polycarbonate</td> <td data-sheets-value='{"1":2,"2":"EW"}' style="overflow:hidden;padding:0px 3px 0px 3px;vertical-align:bottom;">EW</td> <td data-sheets-value='{"1":2,"2":"Heatstop Opal (T)"}' style="overflow:hidden;padding:0px 3px 0px 3px;vertical-align:bottom;">Heatstop Opal (T)</td> <td data-sheets-numberformat='{"1":2,"2":"0.00","3":1}' data-sheets-value='{"1":3,"3":1.19}' style="overflow:hidden;padding:0px 3px 0px 3px;vertical-align:bottom;text-align:center;">1.19</td> <td data-sheets-numberformat='{"1":2,"2":"0","3":1}' data-sheets-value='{"1":3,"3":20.09}' style="overflow:hidden;padding:0px 3px 0px 3px;vertical-align:bottom;text-align:center;">20</td> <td data-sheets-numberformat='{"1":2,"2":"0","3":1}' data-sheets-value='{"1":3,"3":38.940000000000005}' style="overflow:hidden;padding:0px 3px 0px 3px;vertical-align:bottom;text-align:center;">39</td> <td data-sheets-value='{"1":3,"3":24}' style="border-right:1px solid #000000;overflow:hidden;padding:0px 3px 0px 3px;vertical-align:bottom;text-align:center;">24</td> </tr> <tr style="height:20px;"> <td data-sheets-value='{"1":2,"2":"Heatstop PC"}' style="border-left:1px solid #000000;overflow:hidden;padding:0px 3px 0px 3px;vertical-align:bottom;">Heatstop PC</td> <td data-sheets-value='{"1":2,"2":"DW"}' style="overflow:hidden;padding:0px 3px 0px 3px;vertical-align:bottom;">DW</td> <td data-sheets-value='{"1":2,"2":"Clear (T/H)"}' style="overflow:hidden;padding:0px 3px 0px 3px;vertical-align:bottom;">Clear (T/H)</td> <td data-sheets-numberformat='{"1":2,"2":"0.00","3":1}' data-sheets-value='{"1":3,"3":0.98}' style="overflow:hidden;padding:0px 3px 0px 3px;vertical-align:bottom;text-align:center;">0.98</td> <td data-sheets-numberformat='{"1":2,"2":"0","3":1}' data-sheets-value='{"1":3,"3":18.04}' style="overflow:hidden;padding:0px 3px 0px 3px;vertical-align:bottom;text-align:center;">18</td> <td data-sheets-numberformat='{"1":2,"2":"0","3":1}' data-sheets-value='{"1":3,"3":33.660000000000004}' style="overflow:hidden;padding:0px 3px 0px 3px;vertical-align:bottom;text-align:center;">34</td> <td data-sheets-value='{"1":3,"3":26}' style="border-right:1px solid #000000;overflow:hidden;padding:0px 3px 0px 3px;vertical-align:bottom;text-align:center;">26</td> </tr> <tr style="height:20px;"> <td style="border-bottom:1px solid #000000;border-left:1px solid #000000;overflow:hidden;padding:0px 3px 0px 3px;vertical-align:bottom;"></td> <td style="border-bottom:1px solid #000000;overflow:hidden;padding:0px 3px 0px 3px;vertical-align:bottom;"></td> <td data-sheets-value='{"1":2,"2":"Opal (T/O)"}' style="border-bottom:1px solid #000000;overflow:hidden;padding:0px 3px 0px 3px;vertical-align:bottom;">Opal (T/O)</td> <td data-sheets-numberformat='{"1":2,"2":"0.00","3":1}' data-sheets-value='{"1":3,"3":0.98}' style="border-bottom:1px solid #000000;overflow:hidden;padding:0px 3px 0px 3px;vertical-align:bottom;text-align:center;">0.98</td> <td data-sheets-numberformat='{"1":2,"2":"0","3":1}' data-sheets-value='{"1":3,"3":16.81}' style="border-bottom:1px solid #000000;overflow:hidden;padding:0px 3px 0px 3px;vertical-align:bottom;text-align:center;">17</td> <td data-sheets-numberformat='{"1":2,"2":"0","3":1}' data-sheets-value='{"1":3,"3":29.700000000000003}' style="border-bottom:1px solid #000000;overflow:hidden;padding:0px 3px 0px 3px;vertical-align:bottom;text-align:center;">30</td> <td data-sheets-value='{"1":3,"3":26}' style="border-right:1px solid #000000;border-bottom:1px solid #000000;overflow:hidden;padding:0px 3px 0px 3px;vertical-align:bottom;text-align:center;">26</td> </tr> </tbody></table> | skylux-160-ce-met-koepel-en-polyester-opstand-30-20-met-lm-motor-en-pvc-raam-type-ep25-1000-x-1600-mm | 8586011738445 | 46872309629261
Smoke and heat exhaust (SHEV) | SHE system | Skylux | Skylux 160° CE with skylight and polyester curb 30/20 with LM-actuator and PVC frame type EP25 1000 x 1900 mm |  | 50723 | 5412970507239 | 5586.6 | Yes | 30-45 | 79.77 | 1000 x 1900 mm | 1900 | 1000 |  | polyester 30/20 (30 cm high & roof opening = 20 cm larger than daylight size) | Rectangular | 1.19 W/m²K - 0.98 W/m²K | 57% - 30% | 37% - 17% | 24dB - 26dB | 160° CE (for industry) | PVC frame EP25 | without spoiler | E | Single actuator | Maximum double-walled skylight possible for this product | Ut-value LT-value g-value Rw-value EN 1873 : 2014 EN ISO 13468 EN 16153 EN 410 EN 410 EN ISO 140-3 Material Walls Shells (W/m²K) (%) (%) (dB) Acrylic EW Clear (H) 1.19 37 57 24 PMMA Opal (O) 1.19 34 50 24 DW Clear (H/H) 0.98 33 50 26 Opal (O/O) 0.98 28 38 26 Polycarbonate EW Clear (A) 1.19 36 55 24 PC Opal (D) 1.19 24 40 24 DW Clear (A/H) 0.98 32 48 26 Clear (A/A) 0.98 32 46 26 Opal (A/O) 0.98 30 42 26 Opal (A/D) 0.98 21 33 26 Polycarbonate EW Heatstop Opal (T) 1.19 20 39 24 Heatstop PC DW Clear (T/H) 0.98 18 34 26 Opal (T/O) 0.98 17 30 26 | https://skylux.eu/en/products/skylux-160-ce-met-koepel-en-polyester-opstand-30-20-met-lm-motor-en-pvc-raam-type-ep25-1000-x-1900-mm | https://skylux.eu/cdn/shop/files/Skylux-160deg-CE-met-koepel-en-polyester-opstand-3020-met-LM-motor-en-pvc-raam-type-EP25-1000-x-1900-mm-RWA-systeem.jpg?v=1702978050&width=1600 | https://skylux.eu/cdn/shop/files/e5a82811-1bb0-48e4-a776-cacb59c7c092_05d95515-46dc-4e28-a2cb-cb30976f85df.jpg?v=1688550539&width=1600 | //skylux.eu/cdn/shop/files/E_MH_Mounting_instructions_Skylux_160_CE_LM.pdf?v=12406716259046007223 | //skylux.eu/cdn/shop/files/E_TD_Technical_File_Skylux_Skylux_160_CE_Electric.pdf?v=3667116872303399239 | <style type="text/css" id="isPasted"><!--td {border: 1px solid #cccccc;}br {mso-data-placement:same-cell;}--></style><table border="1" cellpadding="0" cellspacing="0" dir="ltr" style="table-layout:fixed;font-size:10pt;font-family:Arial;border-collapse:collapse;border:none;"><tbody> <tr style="height:20px;"> <td style="overflow:hidden;padding:0px 3px 0px 3px;vertical-align:bottom;"></td> <td style="overflow:hidden;padding:0px 3px 0px 3px;vertical-align:bottom;"></td> <td style="overflow:hidden;padding:0px 3px 0px 3px;vertical-align:bottom;"></td> <td data-sheets-value='{"1":2,"2":"Ut-value"}' style="overflow:hidden;padding:0px 3px 0px 3px;vertical-align:bottom;font-weight:bold;text-align:center;">Ut-value</td> <td data-sheets-value='{"1":2,"2":"LT-value"}' style="overflow:hidden;padding:0px 3px 0px 3px;vertical-align:bottom;font-weight:bold;text-align:center;">LT-value</td> <td data-sheets-value='{"1":2,"2":"g-value"}' style="overflow:hidden;padding:0px 3px 0px 3px;vertical-align:bottom;font-weight:bold;text-align:center;">g-value</td> <td data-sheets-value='{"1":2,"2":"Rw-value "}' style="overflow:hidden;padding:0px 3px 0px 3px;vertical-align:bottom;font-weight:bold;text-align:center;">Rw-value </td> </tr> <tr style="height:20px;"> <td style="overflow:hidden;padding:0px 3px 0px 3px;vertical-align:bottom;"></td> <td style="overflow:hidden;padding:0px 3px 0px 3px;vertical-align:bottom;"></td> <td style="overflow:hidden;padding:0px 3px 0px 3px;vertical-align:bottom;"></td> <td data-sheets-numberformat='{"1":2,"2":"0.00","3":1}' data-sheets-value='{"1":2,"2":"EN 1873 : 2014"}' style="overflow:hidden;padding:0px 3px 0px 3px;vertical-align:bottom;text-align:center;">EN 1873 : 2014</td> <td data-sheets-numberformat='{"1":2,"2":"0","3":1}' data-sheets-value='{"1":2,"2":"EN ISO 13468 EN 16153 EN 410"}' style="overflow:hidden;padding:0px 3px 0px 3px;vertical-align:bottom;text-align:center;">EN ISO 13468 EN 16153 EN 410</td> <td data-sheets-numberformat='{"1":2,"2":"0","3":1}' data-sheets-value='{"1":2,"2":"EN 410"}' style="overflow:hidden;padding:0px 3px 0px 3px;vertical-align:bottom;text-align:center;">EN 410</td> <td data-sheets-value='{"1":2,"2":"EN ISO 140-3\t\t"}' style="overflow:hidden;padding:0px 3px 0px 3px;vertical-align:bottom;text-align:center;">EN ISO 140-3 </td> </tr> <tr style="height:20px;"> <td data-sheets-value='{"1":2,"2":"Material"}' style="border-bottom:1px solid #000000;overflow:hidden;padding:0px 3px 0px 3px;vertical-align:bottom;background-color:#000000;font-weight:bold;color:#ffffff;">Material</td> <td data-sheets-value='{"1":2,"2":"Walls"}' style="border-bottom:1px solid #000000;overflow:hidden;padding:0px 3px 0px 3px;vertical-align:bottom;background-color:#000000;font-weight:bold;color:#ffffff;">Walls</td> <td data-sheets-value='{"1":2,"2":"Shells"}' style="border-bottom:1px solid #000000;overflow:hidden;padding:0px 3px 0px 3px;vertical-align:bottom;background-color:#000000;font-weight:bold;color:#ffffff;">Shells</td> <td data-sheets-numberformat='{"1":2,"2":"0.00","3":1}' data-sheets-value='{"1":2,"2":"(W/m²K)\t"}' style="border-bottom:1px solid #000000;overflow:hidden;padding:0px 3px 0px 3px;vertical-align:bottom;background-color:#000000;font-weight:bold;color:#ffffff;text-align:center;">(W/m²K) </td> <td data-sheets-numberformat='{"1":2,"2":"0","3":1}' data-sheets-value='{"1":2,"2":"(%)"}' style="border-bottom:1px solid #000000;overflow:hidden;padding:0px 3px 0px 3px;vertical-align:bottom;background-color:#000000;font-weight:bold;color:#ffffff;text-align:center;">(%)</td> <td data-sheets-numberformat='{"1":2,"2":"0","3":1}' data-sheets-value='{"1":2,"2":"(%)"}' style="border-bottom:1px solid #000000;overflow:hidden;padding:0px 3px 0px 3px;vertical-align:bottom;background-color:#000000;font-weight:bold;color:#ffffff;text-align:center;">(%)</td> <td data-sheets-value='{"1":2,"2":"(dB)"}' style="border-bottom:1px solid #000000;overflow:hidden;padding:0px 3px 0px 3px;vertical-align:bottom;background-color:#000000;font-weight:bold;color:#ffffff;text-align:center;">(dB)</td> </tr> <tr style="height:20px;"> <td data-sheets-value='{"1":2,"2":"Acrylic"}' style="border-left:1px solid #000000;overflow:hidden;padding:0px 3px 0px 3px;vertical-align:bottom;">Acrylic</td> <td data-sheets-value='{"1":2,"2":"EW"}' style="overflow:hidden;padding:0px 3px 0px 3px;vertical-align:bottom;">EW</td> <td data-sheets-value='{"1":2,"2":"Clear (H)"}' style="overflow:hidden;padding:0px 3px 0px 3px;vertical-align:bottom;">Clear (H)</td> <td data-sheets-numberformat='{"1":2,"2":"0.00","3":1}' data-sheets-value='{"1":3,"3":1.19}' style="overflow:hidden;padding:0px 3px 0px 3px;vertical-align:bottom;text-align:center;">1.19</td> <td data-sheets-numberformat='{"1":2,"2":"0","3":1}' data-sheets-value='{"1":3,"3":36.9}' style="overflow:hidden;padding:0px 3px 0px 3px;vertical-align:bottom;text-align:center;">37</td> <td data-sheets-numberformat='{"1":2,"2":"0","3":1}' data-sheets-value='{"1":3,"3":57.42}' style="overflow:hidden;padding:0px 3px 0px 3px;vertical-align:bottom;text-align:center;">57</td> <td data-sheets-value='{"1":3,"3":24}' style="border-right:1px solid #000000;overflow:hidden;padding:0px 3px 0px 3px;vertical-align:bottom;text-align:center;">24</td> </tr> <tr style="height:20px;"> <td data-sheets-value='{"1":2,"2":"PMMA"}' style="border-left:1px solid #000000;overflow:hidden;padding:0px 3px 0px 3px;vertical-align:bottom;">PMMA</td> <td style="overflow:hidden;padding:0px 3px 0px 3px;vertical-align:bottom;"></td> <td data-sheets-value='{"1":2,"2":"Opal (O)"}' style="overflow:hidden;padding:0px 3px 0px 3px;vertical-align:bottom;">Opal (O)</td> <td data-sheets-numberformat='{"1":2,"2":"0.00","3":1}' data-sheets-value='{"1":3,"3":1.19}' style="overflow:hidden;padding:0px 3px 0px 3px;vertical-align:bottom;text-align:center;">1.19</td> <td data-sheets-numberformat='{"1":2,"2":"0","3":1}' data-sheets-value='{"1":3,"3":34.03}' style="overflow:hidden;padding:0px 3px 0px 3px;vertical-align:bottom;text-align:center;">34</td> <td data-sheets-numberformat='{"1":2,"2":"0","3":1}' data-sheets-value='{"1":3,"3":50.160000000000004}' style="overflow:hidden;padding:0px 3px 0px 3px;vertical-align:bottom;text-align:center;">50</td> <td data-sheets-value='{"1":3,"3":24}' style="border-right:1px solid #000000;overflow:hidden;padding:0px 3px 0px 3px;vertical-align:bottom;text-align:center;">24</td> </tr> <tr style="height:20px;"> <td style="border-left:1px solid #000000;overflow:hidden;padding:0px 3px 0px 3px;vertical-align:bottom;"></td> <td data-sheets-value='{"1":2,"2":"DW"}' style="overflow:hidden;padding:0px 3px 0px 3px;vertical-align:bottom;">DW</td> <td data-sheets-value='{"1":2,"2":"Clear (H/H)"}' style="overflow:hidden;padding:0px 3px 0px 3px;vertical-align:bottom;">Clear (H/H)</td> <td data-sheets-numberformat='{"1":2,"2":"0.00","3":1}' data-sheets-value='{"1":3,"3":0.98}' style="overflow:hidden;padding:0px 3px 0px 3px;vertical-align:bottom;text-align:center;">0.98</td> <td data-sheets-numberformat='{"1":2,"2":"0","3":1}' data-sheets-value='{"1":3,"3":33.21}' style="overflow:hidden;padding:0px 3px 0px 3px;vertical-align:bottom;text-align:center;">33</td> <td data-sheets-numberformat='{"1":2,"2":"0","3":1}' data-sheets-value='{"1":3,"3":49.5}' style="overflow:hidden;padding:0px 3px 0px 3px;vertical-align:bottom;text-align:center;">50</td> <td data-sheets-value='{"1":3,"3":26}' style="border-right:1px solid #000000;overflow:hidden;padding:0px 3px 0px 3px;vertical-align:bottom;text-align:center;">26</td> </tr> <tr style="height:20px;"> <td style="border-bottom:1px solid #000000;border-left:1px solid #000000;overflow:hidden;padding:0px 3px 0px 3px;vertical-align:bottom;"></td> <td style="border-bottom:1px solid #000000;overflow:hidden;padding:0px 3px 0px 3px;vertical-align:bottom;"></td> <td data-sheets-value='{"1":2,"2":"Opal (O/O)"}' style="border-bottom:1px solid #000000;overflow:hidden;padding:0px 3px 0px 3px;vertical-align:bottom;">Opal (O/O)</td> <td data-sheets-numberformat='{"1":2,"2":"0.00","3":1}' data-sheets-value='{"1":3,"3":0.98}' style="border-bottom:1px solid #000000;overflow:hidden;padding:0px 3px 0px 3px;vertical-align:bottom;text-align:center;">0.98</td> <td data-sheets-numberformat='{"1":2,"2":"0","3":1}' data-sheets-value='{"1":3,"3":28.29}' style="border-bottom:1px solid #000000;overflow:hidden;padding:0px 3px 0px 3px;vertical-align:bottom;text-align:center;">28</td> <td data-sheets-numberformat='{"1":2,"2":"0","3":1}' data-sheets-value='{"1":3,"3":38.28}' style="border-bottom:1px solid #000000;overflow:hidden;padding:0px 3px 0px 3px;vertical-align:bottom;text-align:center;">38</td> <td data-sheets-value='{"1":3,"3":26}' style="border-right:1px solid #000000;border-bottom:1px solid #000000;overflow:hidden;padding:0px 3px 0px 3px;vertical-align:bottom;text-align:center;">26</td> </tr> <tr style="height:20px;"> <td data-sheets-value='{"1":2,"2":"Polycarbonate "}' style="border-left:1px solid #000000;overflow:hidden;padding:0px 3px 0px 3px;vertical-align:bottom;">Polycarbonate </td> <td data-sheets-value='{"1":2,"2":"EW"}' style="overflow:hidden;padding:0px 3px 0px 3px;vertical-align:bottom;">EW</td> <td data-sheets-value='{"1":2,"2":"Clear (A)"}' style="overflow:hidden;padding:0px 3px 0px 3px;vertical-align:bottom;">Clear (A)</td> <td data-sheets-numberformat='{"1":2,"2":"0.00","3":1}' data-sheets-value='{"1":3,"3":1.19}' style="overflow:hidden;padding:0px 3px 0px 3px;vertical-align:bottom;text-align:center;">1.19</td> <td data-sheets-numberformat='{"1":2,"2":"0","3":1}' data-sheets-value='{"1":3,"3":36.08}' style="overflow:hidden;padding:0px 3px 0px 3px;vertical-align:bottom;text-align:center;">36</td> <td data-sheets-numberformat='{"1":2,"2":"0","3":1}' data-sheets-value='{"1":3,"3":54.78}' style="overflow:hidden;padding:0px 3px 0px 3px;vertical-align:bottom;text-align:center;">55</td> <td data-sheets-value='{"1":3,"3":24}' style="border-right:1px solid #000000;overflow:hidden;padding:0px 3px 0px 3px;vertical-align:bottom;text-align:center;">24</td> </tr> <tr style="height:20px;"> <td data-sheets-value='{"1":2,"2":"PC"}' style="border-left:1px solid #000000;overflow:hidden;padding:0px 3px 0px 3px;vertical-align:bottom;">PC</td> <td style="overflow:hidden;padding:0px 3px 0px 3px;vertical-align:bottom;"></td> <td data-sheets-value='{"1":2,"2":"Opal (D)"}' style="overflow:hidden;padding:0px 3px 0px 3px;vertical-align:bottom;">Opal (D)</td> <td data-sheets-numberformat='{"1":2,"2":"0.00","3":1}' data-sheets-value='{"1":3,"3":1.19}' style="overflow:hidden;padding:0px 3px 0px 3px;vertical-align:bottom;text-align:center;">1.19</td> <td data-sheets-numberformat='{"1":2,"2":"0","3":1}' data-sheets-value='{"1":3,"3":23.779999999999998}' style="overflow:hidden;padding:0px 3px 0px 3px;vertical-align:bottom;text-align:center;">24</td> <td data-sheets-numberformat='{"1":2,"2":"0","3":1}' data-sheets-value='{"1":3,"3":39.6}' style="overflow:hidden;padding:0px 3px 0px 3px;vertical-align:bottom;text-align:center;">40</td> <td data-sheets-value='{"1":3,"3":24}' style="border-right:1px solid #000000;overflow:hidden;padding:0px 3px 0px 3px;vertical-align:bottom;text-align:center;">24</td> </tr> <tr style="height:20px;"> <td style="border-left:1px solid #000000;overflow:hidden;padding:0px 3px 0px 3px;vertical-align:bottom;"></td> <td data-sheets-value='{"1":2,"2":"DW"}' style="overflow:hidden;padding:0px 3px 0px 3px;vertical-align:bottom;">DW</td> <td data-sheets-value='{"1":2,"2":"Clear (A/H)"}' style="overflow:hidden;padding:0px 3px 0px 3px;vertical-align:bottom;">Clear (A/H)</td> <td data-sheets-numberformat='{"1":2,"2":"0.00","3":1}' data-sheets-value='{"1":3,"3":0.98}' style="overflow:hidden;padding:0px 3px 0px 3px;vertical-align:bottom;text-align:center;">0.98</td> <td data-sheets-numberformat='{"1":2,"2":"0","3":1}' data-sheets-value='{"1":3,"3":32.39}' style="overflow:hidden;padding:0px 3px 0px 3px;vertical-align:bottom;text-align:center;">32</td> <td data-sheets-numberformat='{"1":2,"2":"0","3":1}' data-sheets-value='{"1":3,"3":47.52}' style="overflow:hidden;padding:0px 3px 0px 3px;vertical-align:bottom;text-align:center;">48</td> <td data-sheets-value='{"1":3,"3":26}' style="border-right:1px solid #000000;overflow:hidden;padding:0px 3px 0px 3px;vertical-align:bottom;text-align:center;">26</td> </tr> <tr style="height:20px;"> <td style="border-left:1px solid #000000;overflow:hidden;padding:0px 3px 0px 3px;vertical-align:bottom;"></td> <td style="overflow:hidden;padding:0px 3px 0px 3px;vertical-align:bottom;"></td> <td data-sheets-value='{"1":2,"2":"Clear (A/A)"}' style="overflow:hidden;padding:0px 3px 0px 3px;vertical-align:bottom;">Clear (A/A)</td> <td data-sheets-numberformat='{"1":2,"2":"0.00","3":1}' data-sheets-value='{"1":3,"3":0.98}' style="overflow:hidden;padding:0px 3px 0px 3px;vertical-align:bottom;text-align:center;">0.98</td> <td data-sheets-numberformat='{"1":2,"2":"0","3":1}' data-sheets-value='{"1":3,"3":31.569999999999997}' style="overflow:hidden;padding:0px 3px 0px 3px;vertical-align:bottom;text-align:center;">32</td> <td data-sheets-numberformat='{"1":2,"2":"0","3":1}' data-sheets-value='{"1":3,"3":45.54}' style="overflow:hidden;padding:0px 3px 0px 3px;vertical-align:bottom;text-align:center;">46</td> <td data-sheets-value='{"1":3,"3":26}' style="border-right:1px solid #000000;overflow:hidden;padding:0px 3px 0px 3px;vertical-align:bottom;text-align:center;">26</td> </tr> <tr style="height:20px;"> <td style="border-left:1px solid #000000;overflow:hidden;padding:0px 3px 0px 3px;vertical-align:bottom;"></td> <td style="overflow:hidden;padding:0px 3px 0px 3px;vertical-align:bottom;"></td> <td data-sheets-value='{"1":2,"2":"Opal (A/O)"}' style="overflow:hidden;padding:0px 3px 0px 3px;vertical-align:bottom;">Opal (A/O)</td> <td data-sheets-numberformat='{"1":2,"2":"0.00","3":1}' data-sheets-value='{"1":3,"3":0.98}' style="overflow:hidden;padding:0px 3px 0px 3px;vertical-align:bottom;text-align:center;">0.98</td> <td data-sheets-numberformat='{"1":2,"2":"0","3":1}' data-sheets-value='{"1":3,"3":29.93}' style="overflow:hidden;padding:0px 3px 0px 3px;vertical-align:bottom;text-align:center;">30</td> <td data-sheets-numberformat='{"1":2,"2":"0","3":1}' data-sheets-value='{"1":3,"3":41.580000000000005}' style="overflow:hidden;padding:0px 3px 0px 3px;vertical-align:bottom;text-align:center;">42</td> <td data-sheets-value='{"1":3,"3":26}' style="border-right:1px solid #000000;overflow:hidden;padding:0px 3px 0px 3px;vertical-align:bottom;text-align:center;">26</td> </tr> <tr style="height:20px;"> <td style="border-bottom:1px solid #000000;border-left:1px solid #000000;overflow:hidden;padding:0px 3px 0px 3px;vertical-align:bottom;"></td> <td style="border-bottom:1px solid #000000;overflow:hidden;padding:0px 3px 0px 3px;vertical-align:bottom;"></td> <td data-sheets-value='{"1":2,"2":"Opal (A/D)"}' style="border-bottom:1px solid #000000;overflow:hidden;padding:0px 3px 0px 3px;vertical-align:bottom;">Opal (A/D)</td> <td data-sheets-numberformat='{"1":2,"2":"0.00","3":1}' data-sheets-value='{"1":3,"3":0.98}' style="border-bottom:1px solid #000000;overflow:hidden;padding:0px 3px 0px 3px;vertical-align:bottom;text-align:center;">0.98</td> <td data-sheets-numberformat='{"1":2,"2":"0","3":1}' data-sheets-value='{"1":3,"3":20.91}' style="border-bottom:1px solid #000000;overflow:hidden;padding:0px 3px 0px 3px;vertical-align:bottom;text-align:center;">21</td> <td data-sheets-numberformat='{"1":2,"2":"0","3":1}' data-sheets-value='{"1":3,"3":33}' style="border-bottom:1px solid #000000;overflow:hidden;padding:0px 3px 0px 3px;vertical-align:bottom;text-align:center;">33</td> <td data-sheets-value='{"1":3,"3":26}' style="border-right:1px solid #000000;border-bottom:1px solid #000000;overflow:hidden;padding:0px 3px 0px 3px;vertical-align:bottom;text-align:center;">26</td> </tr> <tr style="height:20px;"> <td data-sheets-value='{"1":2,"2":"Polycarbonate"}' style="border-left:1px solid #000000;overflow:hidden;padding:0px 3px 0px 3px;vertical-align:bottom;">Polycarbonate</td> <td data-sheets-value='{"1":2,"2":"EW"}' style="overflow:hidden;padding:0px 3px 0px 3px;vertical-align:bottom;">EW</td> <td data-sheets-value='{"1":2,"2":"Heatstop Opal (T)"}' style="overflow:hidden;padding:0px 3px 0px 3px;vertical-align:bottom;">Heatstop Opal (T)</td> <td data-sheets-numberformat='{"1":2,"2":"0.00","3":1}' data-sheets-value='{"1":3,"3":1.19}' style="overflow:hidden;padding:0px 3px 0px 3px;vertical-align:bottom;text-align:center;">1.19</td> <td data-sheets-numberformat='{"1":2,"2":"0","3":1}' data-sheets-value='{"1":3,"3":20.09}' style="overflow:hidden;padding:0px 3px 0px 3px;vertical-align:bottom;text-align:center;">20</td> <td data-sheets-numberformat='{"1":2,"2":"0","3":1}' data-sheets-value='{"1":3,"3":38.940000000000005}' style="overflow:hidden;padding:0px 3px 0px 3px;vertical-align:bottom;text-align:center;">39</td> <td data-sheets-value='{"1":3,"3":24}' style="border-right:1px solid #000000;overflow:hidden;padding:0px 3px 0px 3px;vertical-align:bottom;text-align:center;">24</td> </tr> <tr style="height:20px;"> <td data-sheets-value='{"1":2,"2":"Heatstop PC"}' style="border-left:1px solid #000000;overflow:hidden;padding:0px 3px 0px 3px;vertical-align:bottom;">Heatstop PC</td> <td data-sheets-value='{"1":2,"2":"DW"}' style="overflow:hidden;padding:0px 3px 0px 3px;vertical-align:bottom;">DW</td> <td data-sheets-value='{"1":2,"2":"Clear (T/H)"}' style="overflow:hidden;padding:0px 3px 0px 3px;vertical-align:bottom;">Clear (T/H)</td> <td data-sheets-numberformat='{"1":2,"2":"0.00","3":1}' data-sheets-value='{"1":3,"3":0.98}' style="overflow:hidden;padding:0px 3px 0px 3px;vertical-align:bottom;text-align:center;">0.98</td> <td data-sheets-numberformat='{"1":2,"2":"0","3":1}' data-sheets-value='{"1":3,"3":18.04}' style="overflow:hidden;padding:0px 3px 0px 3px;vertical-align:bottom;text-align:center;">18</td> <td data-sheets-numberformat='{"1":2,"2":"0","3":1}' data-sheets-value='{"1":3,"3":33.660000000000004}' style="overflow:hidden;padding:0px 3px 0px 3px;vertical-align:bottom;text-align:center;">34</td> <td data-sheets-value='{"1":3,"3":26}' style="border-right:1px solid #000000;overflow:hidden;padding:0px 3px 0px 3px;vertical-align:bottom;text-align:center;">26</td> </tr> <tr style="height:20px;"> <td style="border-bottom:1px solid #000000;border-left:1px solid #000000;overflow:hidden;padding:0px 3px 0px 3px;vertical-align:bottom;"></td> <td style="border-bottom:1px solid #000000;overflow:hidden;padding:0px 3px 0px 3px;vertical-align:bottom;"></td> <td data-sheets-value='{"1":2,"2":"Opal (T/O)"}' style="border-bottom:1px solid #000000;overflow:hidden;padding:0px 3px 0px 3px;vertical-align:bottom;">Opal (T/O)</td> <td data-sheets-numberformat='{"1":2,"2":"0.00","3":1}' data-sheets-value='{"1":3,"3":0.98}' style="border-bottom:1px solid #000000;overflow:hidden;padding:0px 3px 0px 3px;vertical-align:bottom;text-align:center;">0.98</td> <td data-sheets-numberformat='{"1":2,"2":"0","3":1}' data-sheets-value='{"1":3,"3":16.81}' style="border-bottom:1px solid #000000;overflow:hidden;padding:0px 3px 0px 3px;vertical-align:bottom;text-align:center;">17</td> <td data-sheets-numberformat='{"1":2,"2":"0","3":1}' data-sheets-value='{"1":3,"3":29.700000000000003}' style="border-bottom:1px solid #000000;overflow:hidden;padding:0px 3px 0px 3px;vertical-align:bottom;text-align:center;">30</td> <td data-sheets-value='{"1":3,"3":26}' style="border-right:1px solid #000000;border-bottom:1px solid #000000;overflow:hidden;padding:0px 3px 0px 3px;vertical-align:bottom;text-align:center;">26</td> </tr> </tbody></table> | skylux-160-ce-met-koepel-en-polyester-opstand-30-20-met-lm-motor-en-pvc-raam-type-ep25-1000-x-1900-mm | 8586011836749 | 46872309760333
Smoke and heat exhaust (SHEV) | SHE system | Skylux | Skylux 160° CE with skylight and polyester curb 30/20 with LM-actuator and PVC frame type EP25 1000 x 2000 mm |  | 50724 | 5412970507246 | 5699.1 | Yes | 30-45 | 83.32 | 1000 x 2000 mm | 2000 | 1000 |  | polyester 30/20 (30 cm high & roof opening = 20 cm larger than daylight size) | Rectangular | 1.19 W/m²K - 0.98 W/m²K | 57% - 30% | 37% - 17% | 24dB - 26dB | 160° CE (for industry) | PVC frame EP25 | without spoiler | E | Single actuator | Maximum double-walled skylight possible for this product | Ut-value LT-value g-value Rw-value EN 1873 : 2014 EN ISO 13468 EN 16153 EN 410 EN 410 EN ISO 140-3 Material Walls Shells (W/m²K) (%) (%) (dB) Acrylic EW Clear (H) 1.19 37 57 24 PMMA Opal (O) 1.19 34 50 24 DW Clear (H/H) 0.98 33 50 26 Opal (O/O) 0.98 28 38 26 Polycarbonate EW Clear (A) 1.19 36 55 24 PC Opal (D) 1.19 24 40 24 DW Clear (A/H) 0.98 32 48 26 Clear (A/A) 0.98 32 46 26 Opal (A/O) 0.98 30 42 26 Opal (A/D) 0.98 21 33 26 Polycarbonate EW Heatstop Opal (T) 1.19 20 39 24 Heatstop PC DW Clear (T/H) 0.98 18 34 26 Opal (T/O) 0.98 17 30 26 | https://skylux.eu/en/products/skylux-160-ce-met-koepel-en-polyester-opstand-30-20-met-lm-motor-en-pvc-raam-type-ep25-1000-x-2000-mm | https://skylux.eu/cdn/shop/files/Skylux-160deg-CE-met-koepel-en-polyester-opstand-3020-met-LM-motor-en-pvc-raam-type-EP25-1000-x-2000-mm-RWA-systeem.jpg?v=1702978055&width=1600 | https://skylux.eu/cdn/shop/files/e5a82811-1bb0-48e4-a776-cacb59c7c092_b4f55def-4aa6-4024-b2c1-ff7449fb684b.jpg?v=1688550540&width=1600 | //skylux.eu/cdn/shop/files/E_MH_Mounting_instructions_Skylux_160_CE_LM.pdf?v=12406716259046007223 | //skylux.eu/cdn/shop/files/E_TD_Technical_File_Skylux_Skylux_160_CE_Electric.pdf?v=3667116872303399239 | <style type="text/css" id="isPasted"><!--td {border: 1px solid #cccccc;}br {mso-data-placement:same-cell;}--></style><table border="1" cellpadding="0" cellspacing="0" dir="ltr" style="table-layout:fixed;font-size:10pt;font-family:Arial;border-collapse:collapse;border:none;"><tbody> <tr style="height:20px;"> <td style="overflow:hidden;padding:0px 3px 0px 3px;vertical-align:bottom;"></td> <td style="overflow:hidden;padding:0px 3px 0px 3px;vertical-align:bottom;"></td> <td style="overflow:hidden;padding:0px 3px 0px 3px;vertical-align:bottom;"></td> <td data-sheets-value='{"1":2,"2":"Ut-value"}' style="overflow:hidden;padding:0px 3px 0px 3px;vertical-align:bottom;font-weight:bold;text-align:center;">Ut-value</td> <td data-sheets-value='{"1":2,"2":"LT-value"}' style="overflow:hidden;padding:0px 3px 0px 3px;vertical-align:bottom;font-weight:bold;text-align:center;">LT-value</td> <td data-sheets-value='{"1":2,"2":"g-value"}' style="overflow:hidden;padding:0px 3px 0px 3px;vertical-align:bottom;font-weight:bold;text-align:center;">g-value</td> <td data-sheets-value='{"1":2,"2":"Rw-value "}' style="overflow:hidden;padding:0px 3px 0px 3px;vertical-align:bottom;font-weight:bold;text-align:center;">Rw-value </td> </tr> <tr style="height:20px;"> <td style="overflow:hidden;padding:0px 3px 0px 3px;vertical-align:bottom;"></td> <td style="overflow:hidden;padding:0px 3px 0px 3px;vertical-align:bottom;"></td> <td style="overflow:hidden;padding:0px 3px 0px 3px;vertical-align:bottom;"></td> <td data-sheets-numberformat='{"1":2,"2":"0.00","3":1}' data-sheets-value='{"1":2,"2":"EN 1873 : 2014"}' style="overflow:hidden;padding:0px 3px 0px 3px;vertical-align:bottom;text-align:center;">EN 1873 : 2014</td> <td data-sheets-numberformat='{"1":2,"2":"0","3":1}' data-sheets-value='{"1":2,"2":"EN ISO 13468 EN 16153 EN 410"}' style="overflow:hidden;padding:0px 3px 0px 3px;vertical-align:bottom;text-align:center;">EN ISO 13468 EN 16153 EN 410</td> <td data-sheets-numberformat='{"1":2,"2":"0","3":1}' data-sheets-value='{"1":2,"2":"EN 410"}' style="overflow:hidden;padding:0px 3px 0px 3px;vertical-align:bottom;text-align:center;">EN 410</td> <td data-sheets-value='{"1":2,"2":"EN ISO 140-3\t\t"}' style="overflow:hidden;padding:0px 3px 0px 3px;vertical-align:bottom;text-align:center;">EN ISO 140-3 </td> </tr> <tr style="height:20px;"> <td data-sheets-value='{"1":2,"2":"Material"}' style="border-bottom:1px solid #000000;overflow:hidden;padding:0px 3px 0px 3px;vertical-align:bottom;background-color:#000000;font-weight:bold;color:#ffffff;">Material</td> <td data-sheets-value='{"1":2,"2":"Walls"}' style="border-bottom:1px solid #000000;overflow:hidden;padding:0px 3px 0px 3px;vertical-align:bottom;background-color:#000000;font-weight:bold;color:#ffffff;">Walls</td> <td data-sheets-value='{"1":2,"2":"Shells"}' style="border-bottom:1px solid #000000;overflow:hidden;padding:0px 3px 0px 3px;vertical-align:bottom;background-color:#000000;font-weight:bold;color:#ffffff;">Shells</td> <td data-sheets-numberformat='{"1":2,"2":"0.00","3":1}' data-sheets-value='{"1":2,"2":"(W/m²K)\t"}' style="border-bottom:1px solid #000000;overflow:hidden;padding:0px 3px 0px 3px;vertical-align:bottom;background-color:#000000;font-weight:bold;color:#ffffff;text-align:center;">(W/m²K) </td> <td data-sheets-numberformat='{"1":2,"2":"0","3":1}' data-sheets-value='{"1":2,"2":"(%)"}' style="border-bottom:1px solid #000000;overflow:hidden;padding:0px 3px 0px 3px;vertical-align:bottom;background-color:#000000;font-weight:bold;color:#ffffff;text-align:center;">(%)</td> <td data-sheets-numberformat='{"1":2,"2":"0","3":1}' data-sheets-value='{"1":2,"2":"(%)"}' style="border-bottom:1px solid #000000;overflow:hidden;padding:0px 3px 0px 3px;vertical-align:bottom;background-color:#000000;font-weight:bold;color:#ffffff;text-align:center;">(%)</td> <td data-sheets-value='{"1":2,"2":"(dB)"}' style="border-bottom:1px solid #000000;overflow:hidden;padding:0px 3px 0px 3px;vertical-align:bottom;background-color:#000000;font-weight:bold;color:#ffffff;text-align:center;">(dB)</td> </tr> <tr style="height:20px;"> <td data-sheets-value='{"1":2,"2":"Acrylic"}' style="border-left:1px solid #000000;overflow:hidden;padding:0px 3px 0px 3px;vertical-align:bottom;">Acrylic</td> <td data-sheets-value='{"1":2,"2":"EW"}' style="overflow:hidden;padding:0px 3px 0px 3px;vertical-align:bottom;">EW</td> <td data-sheets-value='{"1":2,"2":"Clear (H)"}' style="overflow:hidden;padding:0px 3px 0px 3px;vertical-align:bottom;">Clear (H)</td> <td data-sheets-numberformat='{"1":2,"2":"0.00","3":1}' data-sheets-value='{"1":3,"3":1.19}' style="overflow:hidden;padding:0px 3px 0px 3px;vertical-align:bottom;text-align:center;">1.19</td> <td data-sheets-numberformat='{"1":2,"2":"0","3":1}' data-sheets-value='{"1":3,"3":36.9}' style="overflow:hidden;padding:0px 3px 0px 3px;vertical-align:bottom;text-align:center;">37</td> <td data-sheets-numberformat='{"1":2,"2":"0","3":1}' data-sheets-value='{"1":3,"3":57.42}' style="overflow:hidden;padding:0px 3px 0px 3px;vertical-align:bottom;text-align:center;">57</td> <td data-sheets-value='{"1":3,"3":24}' style="border-right:1px solid #000000;overflow:hidden;padding:0px 3px 0px 3px;vertical-align:bottom;text-align:center;">24</td> </tr> <tr style="height:20px;"> <td data-sheets-value='{"1":2,"2":"PMMA"}' style="border-left:1px solid #000000;overflow:hidden;padding:0px 3px 0px 3px;vertical-align:bottom;">PMMA</td> <td style="overflow:hidden;padding:0px 3px 0px 3px;vertical-align:bottom;"></td> <td data-sheets-value='{"1":2,"2":"Opal (O)"}' style="overflow:hidden;padding:0px 3px 0px 3px;vertical-align:bottom;">Opal (O)</td> <td data-sheets-numberformat='{"1":2,"2":"0.00","3":1}' data-sheets-value='{"1":3,"3":1.19}' style="overflow:hidden;padding:0px 3px 0px 3px;vertical-align:bottom;text-align:center;">1.19</td> <td data-sheets-numberformat='{"1":2,"2":"0","3":1}' data-sheets-value='{"1":3,"3":34.03}' style="overflow:hidden;padding:0px 3px 0px 3px;vertical-align:bottom;text-align:center;">34</td> <td data-sheets-numberformat='{"1":2,"2":"0","3":1}' data-sheets-value='{"1":3,"3":50.160000000000004}' style="overflow:hidden;padding:0px 3px 0px 3px;vertical-align:bottom;text-align:center;">50</td> <td data-sheets-value='{"1":3,"3":24}' style="border-right:1px solid #000000;overflow:hidden;padding:0px 3px 0px 3px;vertical-align:bottom;text-align:center;">24</td> </tr> <tr style="height:20px;"> <td style="border-left:1px solid #000000;overflow:hidden;padding:0px 3px 0px 3px;vertical-align:bottom;"></td> <td data-sheets-value='{"1":2,"2":"DW"}' style="overflow:hidden;padding:0px 3px 0px 3px;vertical-align:bottom;">DW</td> <td data-sheets-value='{"1":2,"2":"Clear (H/H)"}' style="overflow:hidden;padding:0px 3px 0px 3px;vertical-align:bottom;">Clear (H/H)</td> <td data-sheets-numberformat='{"1":2,"2":"0.00","3":1}' data-sheets-value='{"1":3,"3":0.98}' style="overflow:hidden;padding:0px 3px 0px 3px;vertical-align:bottom;text-align:center;">0.98</td> <td data-sheets-numberformat='{"1":2,"2":"0","3":1}' data-sheets-value='{"1":3,"3":33.21}' style="overflow:hidden;padding:0px 3px 0px 3px;vertical-align:bottom;text-align:center;">33</td> <td data-sheets-numberformat='{"1":2,"2":"0","3":1}' data-sheets-value='{"1":3,"3":49.5}' style="overflow:hidden;padding:0px 3px 0px 3px;vertical-align:bottom;text-align:center;">50</td> <td data-sheets-value='{"1":3,"3":26}' style="border-right:1px solid #000000;overflow:hidden;padding:0px 3px 0px 3px;vertical-align:bottom;text-align:center;">26</td> </tr> <tr style="height:20px;"> <td style="border-bottom:1px solid #000000;border-left:1px solid #000000;overflow:hidden;padding:0px 3px 0px 3px;vertical-align:bottom;"></td> <td style="border-bottom:1px solid #000000;overflow:hidden;padding:0px 3px 0px 3px;vertical-align:bottom;"></td> <td data-sheets-value='{"1":2,"2":"Opal (O/O)"}' style="border-bottom:1px solid #000000;overflow:hidden;padding:0px 3px 0px 3px;vertical-align:bottom;">Opal (O/O)</td> <td data-sheets-numberformat='{"1":2,"2":"0.00","3":1}' data-sheets-value='{"1":3,"3":0.98}' style="border-bottom:1px solid #000000;overflow:hidden;padding:0px 3px 0px 3px;vertical-align:bottom;text-align:center;">0.98</td> <td data-sheets-numberformat='{"1":2,"2":"0","3":1}' data-sheets-value='{"1":3,"3":28.29}' style="border-bottom:1px solid #000000;overflow:hidden;padding:0px 3px 0px 3px;vertical-align:bottom;text-align:center;">28</td> <td data-sheets-numberformat='{"1":2,"2":"0","3":1}' data-sheets-value='{"1":3,"3":38.28}' style="border-bottom:1px solid #000000;overflow:hidden;padding:0px 3px 0px 3px;vertical-align:bottom;text-align:center;">38</td> <td data-sheets-value='{"1":3,"3":26}' style="border-right:1px solid #000000;border-bottom:1px solid #000000;overflow:hidden;padding:0px 3px 0px 3px;vertical-align:bottom;text-align:center;">26</td> </tr> <tr style="height:20px;"> <td data-sheets-value='{"1":2,"2":"Polycarbonate "}' style="border-left:1px solid #000000;overflow:hidden;padding:0px 3px 0px 3px;vertical-align:bottom;">Polycarbonate </td> <td data-sheets-value='{"1":2,"2":"EW"}' style="overflow:hidden;padding:0px 3px 0px 3px;vertical-align:bottom;">EW</td> <td data-sheets-value='{"1":2,"2":"Clear (A)"}' style="overflow:hidden;padding:0px 3px 0px 3px;vertical-align:bottom;">Clear (A)</td> <td data-sheets-numberformat='{"1":2,"2":"0.00","3":1}' data-sheets-value='{"1":3,"3":1.19}' style="overflow:hidden;padding:0px 3px 0px 3px;vertical-align:bottom;text-align:center;">1.19</td> <td data-sheets-numberformat='{"1":2,"2":"0","3":1}' data-sheets-value='{"1":3,"3":36.08}' style="overflow:hidden;padding:0px 3px 0px 3px;vertical-align:bottom;text-align:center;">36</td> <td data-sheets-numberformat='{"1":2,"2":"0","3":1}' data-sheets-value='{"1":3,"3":54.78}' style="overflow:hidden;padding:0px 3px 0px 3px;vertical-align:bottom;text-align:center;">55</td> <td data-sheets-value='{"1":3,"3":24}' style="border-right:1px solid #000000;overflow:hidden;padding:0px 3px 0px 3px;vertical-align:bottom;text-align:center;">24</td> </tr> <tr style="height:20px;"> <td data-sheets-value='{"1":2,"2":"PC"}' style="border-left:1px solid #000000;overflow:hidden;padding:0px 3px 0px 3px;vertical-align:bottom;">PC</td> <td style="overflow:hidden;padding:0px 3px 0px 3px;vertical-align:bottom;"></td> <td data-sheets-value='{"1":2,"2":"Opal (D)"}' style="overflow:hidden;padding:0px 3px 0px 3px;vertical-align:bottom;">Opal (D)</td> <td data-sheets-numberformat='{"1":2,"2":"0.00","3":1}' data-sheets-value='{"1":3,"3":1.19}' style="overflow:hidden;padding:0px 3px 0px 3px;vertical-align:bottom;text-align:center;">1.19</td> <td data-sheets-numberformat='{"1":2,"2":"0","3":1}' data-sheets-value='{"1":3,"3":23.779999999999998}' style="overflow:hidden;padding:0px 3px 0px 3px;vertical-align:bottom;text-align:center;">24</td> <td data-sheets-numberformat='{"1":2,"2":"0","3":1}' data-sheets-value='{"1":3,"3":39.6}' style="overflow:hidden;padding:0px 3px 0px 3px;vertical-align:bottom;text-align:center;">40</td> <td data-sheets-value='{"1":3,"3":24}' style="border-right:1px solid #000000;overflow:hidden;padding:0px 3px 0px 3px;vertical-align:bottom;text-align:center;">24</td> </tr> <tr style="height:20px;"> <td style="border-left:1px solid #000000;overflow:hidden;padding:0px 3px 0px 3px;vertical-align:bottom;"></td> <td data-sheets-value='{"1":2,"2":"DW"}' style="overflow:hidden;padding:0px 3px 0px 3px;vertical-align:bottom;">DW</td> <td data-sheets-value='{"1":2,"2":"Clear (A/H)"}' style="overflow:hidden;padding:0px 3px 0px 3px;vertical-align:bottom;">Clear (A/H)</td> <td data-sheets-numberformat='{"1":2,"2":"0.00","3":1}' data-sheets-value='{"1":3,"3":0.98}' style="overflow:hidden;padding:0px 3px 0px 3px;vertical-align:bottom;text-align:center;">0.98</td> <td data-sheets-numberformat='{"1":2,"2":"0","3":1}' data-sheets-value='{"1":3,"3":32.39}' style="overflow:hidden;padding:0px 3px 0px 3px;vertical-align:bottom;text-align:center;">32</td> <td data-sheets-numberformat='{"1":2,"2":"0","3":1}' data-sheets-value='{"1":3,"3":47.52}' style="overflow:hidden;padding:0px 3px 0px 3px;vertical-align:bottom;text-align:center;">48</td> <td data-sheets-value='{"1":3,"3":26}' style="border-right:1px solid #000000;overflow:hidden;padding:0px 3px 0px 3px;vertical-align:bottom;text-align:center;">26</td> </tr> <tr style="height:20px;"> <td style="border-left:1px solid #000000;overflow:hidden;padding:0px 3px 0px 3px;vertical-align:bottom;"></td> <td style="overflow:hidden;padding:0px 3px 0px 3px;vertical-align:bottom;"></td> <td data-sheets-value='{"1":2,"2":"Clear (A/A)"}' style="overflow:hidden;padding:0px 3px 0px 3px;vertical-align:bottom;">Clear (A/A)</td> <td data-sheets-numberformat='{"1":2,"2":"0.00","3":1}' data-sheets-value='{"1":3,"3":0.98}' style="overflow:hidden;padding:0px 3px 0px 3px;vertical-align:bottom;text-align:center;">0.98</td> <td data-sheets-numberformat='{"1":2,"2":"0","3":1}' data-sheets-value='{"1":3,"3":31.569999999999997}' style="overflow:hidden;padding:0px 3px 0px 3px;vertical-align:bottom;text-align:center;">32</td> <td data-sheets-numberformat='{"1":2,"2":"0","3":1}' data-sheets-value='{"1":3,"3":45.54}' style="overflow:hidden;padding:0px 3px 0px 3px;vertical-align:bottom;text-align:center;">46</td> <td data-sheets-value='{"1":3,"3":26}' style="border-right:1px solid #000000;overflow:hidden;padding:0px 3px 0px 3px;vertical-align:bottom;text-align:center;">26</td> </tr> <tr style="height:20px;"> <td style="border-left:1px solid #000000;overflow:hidden;padding:0px 3px 0px 3px;vertical-align:bottom;"></td> <td style="overflow:hidden;padding:0px 3px 0px 3px;vertical-align:bottom;"></td> <td data-sheets-value='{"1":2,"2":"Opal (A/O)"}' style="overflow:hidden;padding:0px 3px 0px 3px;vertical-align:bottom;">Opal (A/O)</td> <td data-sheets-numberformat='{"1":2,"2":"0.00","3":1}' data-sheets-value='{"1":3,"3":0.98}' style="overflow:hidden;padding:0px 3px 0px 3px;vertical-align:bottom;text-align:center;">0.98</td> <td data-sheets-numberformat='{"1":2,"2":"0","3":1}' data-sheets-value='{"1":3,"3":29.93}' style="overflow:hidden;padding:0px 3px 0px 3px;vertical-align:bottom;text-align:center;">30</td> <td data-sheets-numberformat='{"1":2,"2":"0","3":1}' data-sheets-value='{"1":3,"3":41.580000000000005}' style="overflow:hidden;padding:0px 3px 0px 3px;vertical-align:bottom;text-align:center;">42</td> <td data-sheets-value='{"1":3,"3":26}' style="border-right:1px solid #000000;overflow:hidden;padding:0px 3px 0px 3px;vertical-align:bottom;text-align:center;">26</td> </tr> <tr style="height:20px;"> <td style="border-bottom:1px solid #000000;border-left:1px solid #000000;overflow:hidden;padding:0px 3px 0px 3px;vertical-align:bottom;"></td> <td style="border-bottom:1px solid #000000;overflow:hidden;padding:0px 3px 0px 3px;vertical-align:bottom;"></td> <td data-sheets-value='{"1":2,"2":"Opal (A/D)"}' style="border-bottom:1px solid #000000;overflow:hidden;padding:0px 3px 0px 3px;vertical-align:bottom;">Opal (A/D)</td> <td data-sheets-numberformat='{"1":2,"2":"0.00","3":1}' data-sheets-value='{"1":3,"3":0.98}' style="border-bottom:1px solid #000000;overflow:hidden;padding:0px 3px 0px 3px;vertical-align:bottom;text-align:center;">0.98</td> <td data-sheets-numberformat='{"1":2,"2":"0","3":1}' data-sheets-value='{"1":3,"3":20.91}' style="border-bottom:1px solid #000000;overflow:hidden;padding:0px 3px 0px 3px;vertical-align:bottom;text-align:center;">21</td> <td data-sheets-numberformat='{"1":2,"2":"0","3":1}' data-sheets-value='{"1":3,"3":33}' style="border-bottom:1px solid #000000;overflow:hidden;padding:0px 3px 0px 3px;vertical-align:bottom;text-align:center;">33</td> <td data-sheets-value='{"1":3,"3":26}' style="border-right:1px solid #000000;border-bottom:1px solid #000000;overflow:hidden;padding:0px 3px 0px 3px;vertical-align:bottom;text-align:center;">26</td> </tr> <tr style="height:20px;"> <td data-sheets-value='{"1":2,"2":"Polycarbonate"}' style="border-left:1px solid #000000;overflow:hidden;padding:0px 3px 0px 3px;vertical-align:bottom;">Polycarbonate</td> <td data-sheets-value='{"1":2,"2":"EW"}' style="overflow:hidden;padding:0px 3px 0px 3px;vertical-align:bottom;">EW</td> <td data-sheets-value='{"1":2,"2":"Heatstop Opal (T)"}' style="overflow:hidden;padding:0px 3px 0px 3px;vertical-align:bottom;">Heatstop Opal (T)</td> <td data-sheets-numberformat='{"1":2,"2":"0.00","3":1}' data-sheets-value='{"1":3,"3":1.19}' style="overflow:hidden;padding:0px 3px 0px 3px;vertical-align:bottom;text-align:center;">1.19</td> <td data-sheets-numberformat='{"1":2,"2":"0","3":1}' data-sheets-value='{"1":3,"3":20.09}' style="overflow:hidden;padding:0px 3px 0px 3px;vertical-align:bottom;text-align:center;">20</td> <td data-sheets-numberformat='{"1":2,"2":"0","3":1}' data-sheets-value='{"1":3,"3":38.940000000000005}' style="overflow:hidden;padding:0px 3px 0px 3px;vertical-align:bottom;text-align:center;">39</td> <td data-sheets-value='{"1":3,"3":24}' style="border-right:1px solid #000000;overflow:hidden;padding:0px 3px 0px 3px;vertical-align:bottom;text-align:center;">24</td> </tr> <tr style="height:20px;"> <td data-sheets-value='{"1":2,"2":"Heatstop PC"}' style="border-left:1px solid #000000;overflow:hidden;padding:0px 3px 0px 3px;vertical-align:bottom;">Heatstop PC</td> <td data-sheets-value='{"1":2,"2":"DW"}' style="overflow:hidden;padding:0px 3px 0px 3px;vertical-align:bottom;">DW</td> <td data-sheets-value='{"1":2,"2":"Clear (T/H)"}' style="overflow:hidden;padding:0px 3px 0px 3px;vertical-align:bottom;">Clear (T/H)</td> <td data-sheets-numberformat='{"1":2,"2":"0.00","3":1}' data-sheets-value='{"1":3,"3":0.98}' style="overflow:hidden;padding:0px 3px 0px 3px;vertical-align:bottom;text-align:center;">0.98</td> <td data-sheets-numberformat='{"1":2,"2":"0","3":1}' data-sheets-value='{"1":3,"3":18.04}' style="overflow:hidden;padding:0px 3px 0px 3px;vertical-align:bottom;text-align:center;">18</td> <td data-sheets-numberformat='{"1":2,"2":"0","3":1}' data-sheets-value='{"1":3,"3":33.660000000000004}' style="overflow:hidden;padding:0px 3px 0px 3px;vertical-align:bottom;text-align:center;">34</td> <td data-sheets-value='{"1":3,"3":26}' style="border-right:1px solid #000000;overflow:hidden;padding:0px 3px 0px 3px;vertical-align:bottom;text-align:center;">26</td> </tr> <tr style="height:20px;"> <td style="border-bottom:1px solid #000000;border-left:1px solid #000000;overflow:hidden;padding:0px 3px 0px 3px;vertical-align:bottom;"></td> <td style="border-bottom:1px solid #000000;overflow:hidden;padding:0px 3px 0px 3px;vertical-align:bottom;"></td> <td data-sheets-value='{"1":2,"2":"Opal (T/O)"}' style="border-bottom:1px solid #000000;overflow:hidden;padding:0px 3px 0px 3px;vertical-align:bottom;">Opal (T/O)</td> <td data-sheets-numberformat='{"1":2,"2":"0.00","3":1}' data-sheets-value='{"1":3,"3":0.98}' style="border-bottom:1px solid #000000;overflow:hidden;padding:0px 3px 0px 3px;vertical-align:bottom;text-align:center;">0.98</td> <td data-sheets-numberformat='{"1":2,"2":"0","3":1}' data-sheets-value='{"1":3,"3":16.81}' style="border-bottom:1px solid #000000;overflow:hidden;padding:0px 3px 0px 3px;vertical-align:bottom;text-align:center;">17</td> <td data-sheets-numberformat='{"1":2,"2":"0","3":1}' data-sheets-value='{"1":3,"3":29.700000000000003}' style="border-bottom:1px solid #000000;overflow:hidden;padding:0px 3px 0px 3px;vertical-align:bottom;text-align:center;">30</td> <td data-sheets-value='{"1":3,"3":26}' style="border-right:1px solid #000000;border-bottom:1px solid #000000;overflow:hidden;padding:0px 3px 0px 3px;vertical-align:bottom;text-align:center;">26</td> </tr> </tbody></table> | skylux-160-ce-met-koepel-en-polyester-opstand-30-20-met-lm-motor-en-pvc-raam-type-ep25-1000-x-2000-mm | 8586011869517 | 46872309825869
Smoke and heat exhaust (SHEV) | SHE system | Skylux | Skylux 160° CE with skylight and polyester curb 30/20 with LM-actuator and PVC frame type EP25 1000 x 2200 mm |  | 50725 | 5412970507253 | 5982.25 | Yes | 30-45 | 88.57 | 1000 x 2200 mm | 2200 | 1000 |  | polyester 30/20 (30 cm high & roof opening = 20 cm larger than daylight size) | Rectangular | 1.19 W/m²K - 0.98 W/m²K | 57% - 30% | 37% - 17% | 24dB - 26dB | 160° CE (for industry) | PVC frame EP25 | without spoiler | E | Single actuator | Maximum double-walled skylight possible for this product | Ut-value LT-value g-value Rw-value EN 1873 : 2014 EN ISO 13468 EN 16153 EN 410 EN 410 EN ISO 140-3 Material Walls Shells (W/m²K) (%) (%) (dB) Acrylic EW Clear (H) 1.19 37 57 24 PMMA Opal (O) 1.19 34 50 24 DW Clear (H/H) 0.98 33 50 26 Opal (O/O) 0.98 28 38 26 Polycarbonate EW Clear (A) 1.19 36 55 24 PC Opal (D) 1.19 24 40 24 DW Clear (A/H) 0.98 32 48 26 Clear (A/A) 0.98 32 46 26 Opal (A/O) 0.98 30 42 26 Opal (A/D) 0.98 21 33 26 Polycarbonate EW Heatstop Opal (T) 1.19 20 39 24 Heatstop PC DW Clear (T/H) 0.98 18 34 26 Opal (T/O) 0.98 17 30 26 | https://skylux.eu/en/products/skylux-160-ce-met-koepel-en-polyester-opstand-30-20-met-lm-motor-en-pvc-raam-type-ep25-1000-x-2200-mm | https://skylux.eu/cdn/shop/files/Skylux-160deg-CE-met-koepel-en-polyester-opstand-3020-met-LM-motor-en-pvc-raam-type-EP25-1000-x-2200-mm-RWA-systeem.jpg?v=1702978060&width=1600 | https://skylux.eu/cdn/shop/files/e5a82811-1bb0-48e4-a776-cacb59c7c092_a099bc77-d579-4fd7-ba7b-5d8f246a1232.jpg?v=1688550541&width=1600 | //skylux.eu/cdn/shop/files/E_MH_Mounting_instructions_Skylux_160_CE_LM.pdf?v=12406716259046007223 | //skylux.eu/cdn/shop/files/E_TD_Technical_File_Skylux_Skylux_160_CE_Electric.pdf?v=3667116872303399239 | <style type="text/css" id="isPasted"><!--td {border: 1px solid #cccccc;}br {mso-data-placement:same-cell;}--></style><table border="1" cellpadding="0" cellspacing="0" dir="ltr" style="table-layout:fixed;font-size:10pt;font-family:Arial;border-collapse:collapse;border:none;"><tbody> <tr style="height:20px;"> <td style="overflow:hidden;padding:0px 3px 0px 3px;vertical-align:bottom;"></td> <td style="overflow:hidden;padding:0px 3px 0px 3px;vertical-align:bottom;"></td> <td style="overflow:hidden;padding:0px 3px 0px 3px;vertical-align:bottom;"></td> <td data-sheets-value='{"1":2,"2":"Ut-value"}' style="overflow:hidden;padding:0px 3px 0px 3px;vertical-align:bottom;font-weight:bold;text-align:center;">Ut-value</td> <td data-sheets-value='{"1":2,"2":"LT-value"}' style="overflow:hidden;padding:0px 3px 0px 3px;vertical-align:bottom;font-weight:bold;text-align:center;">LT-value</td> <td data-sheets-value='{"1":2,"2":"g-value"}' style="overflow:hidden;padding:0px 3px 0px 3px;vertical-align:bottom;font-weight:bold;text-align:center;">g-value</td> <td data-sheets-value='{"1":2,"2":"Rw-value "}' style="overflow:hidden;padding:0px 3px 0px 3px;vertical-align:bottom;font-weight:bold;text-align:center;">Rw-value </td> </tr> <tr style="height:20px;"> <td style="overflow:hidden;padding:0px 3px 0px 3px;vertical-align:bottom;"></td> <td style="overflow:hidden;padding:0px 3px 0px 3px;vertical-align:bottom;"></td> <td style="overflow:hidden;padding:0px 3px 0px 3px;vertical-align:bottom;"></td> <td data-sheets-numberformat='{"1":2,"2":"0.00","3":1}' data-sheets-value='{"1":2,"2":"EN 1873 : 2014"}' style="overflow:hidden;padding:0px 3px 0px 3px;vertical-align:bottom;text-align:center;">EN 1873 : 2014</td> <td data-sheets-numberformat='{"1":2,"2":"0","3":1}' data-sheets-value='{"1":2,"2":"EN ISO 13468 EN 16153 EN 410"}' style="overflow:hidden;padding:0px 3px 0px 3px;vertical-align:bottom;text-align:center;">EN ISO 13468 EN 16153 EN 410</td> <td data-sheets-numberformat='{"1":2,"2":"0","3":1}' data-sheets-value='{"1":2,"2":"EN 410"}' style="overflow:hidden;padding:0px 3px 0px 3px;vertical-align:bottom;text-align:center;">EN 410</td> <td data-sheets-value='{"1":2,"2":"EN ISO 140-3\t\t"}' style="overflow:hidden;padding:0px 3px 0px 3px;vertical-align:bottom;text-align:center;">EN ISO 140-3 </td> </tr> <tr style="height:20px;"> <td data-sheets-value='{"1":2,"2":"Material"}' style="border-bottom:1px solid #000000;overflow:hidden;padding:0px 3px 0px 3px;vertical-align:bottom;background-color:#000000;font-weight:bold;color:#ffffff;">Material</td> <td data-sheets-value='{"1":2,"2":"Walls"}' style="border-bottom:1px solid #000000;overflow:hidden;padding:0px 3px 0px 3px;vertical-align:bottom;background-color:#000000;font-weight:bold;color:#ffffff;">Walls</td> <td data-sheets-value='{"1":2,"2":"Shells"}' style="border-bottom:1px solid #000000;overflow:hidden;padding:0px 3px 0px 3px;vertical-align:bottom;background-color:#000000;font-weight:bold;color:#ffffff;">Shells</td> <td data-sheets-numberformat='{"1":2,"2":"0.00","3":1}' data-sheets-value='{"1":2,"2":"(W/m²K)\t"}' style="border-bottom:1px solid #000000;overflow:hidden;padding:0px 3px 0px 3px;vertical-align:bottom;background-color:#000000;font-weight:bold;color:#ffffff;text-align:center;">(W/m²K) </td> <td data-sheets-numberformat='{"1":2,"2":"0","3":1}' data-sheets-value='{"1":2,"2":"(%)"}' style="border-bottom:1px solid #000000;overflow:hidden;padding:0px 3px 0px 3px;vertical-align:bottom;background-color:#000000;font-weight:bold;color:#ffffff;text-align:center;">(%)</td> <td data-sheets-numberformat='{"1":2,"2":"0","3":1}' data-sheets-value='{"1":2,"2":"(%)"}' style="border-bottom:1px solid #000000;overflow:hidden;padding:0px 3px 0px 3px;vertical-align:bottom;background-color:#000000;font-weight:bold;color:#ffffff;text-align:center;">(%)</td> <td data-sheets-value='{"1":2,"2":"(dB)"}' style="border-bottom:1px solid #000000;overflow:hidden;padding:0px 3px 0px 3px;vertical-align:bottom;background-color:#000000;font-weight:bold;color:#ffffff;text-align:center;">(dB)</td> </tr> <tr style="height:20px;"> <td data-sheets-value='{"1":2,"2":"Acrylic"}' style="border-left:1px solid #000000;overflow:hidden;padding:0px 3px 0px 3px;vertical-align:bottom;">Acrylic</td> <td data-sheets-value='{"1":2,"2":"EW"}' style="overflow:hidden;padding:0px 3px 0px 3px;vertical-align:bottom;">EW</td> <td data-sheets-value='{"1":2,"2":"Clear (H)"}' style="overflow:hidden;padding:0px 3px 0px 3px;vertical-align:bottom;">Clear (H)</td> <td data-sheets-numberformat='{"1":2,"2":"0.00","3":1}' data-sheets-value='{"1":3,"3":1.19}' style="overflow:hidden;padding:0px 3px 0px 3px;vertical-align:bottom;text-align:center;">1.19</td> <td data-sheets-numberformat='{"1":2,"2":"0","3":1}' data-sheets-value='{"1":3,"3":36.9}' style="overflow:hidden;padding:0px 3px 0px 3px;vertical-align:bottom;text-align:center;">37</td> <td data-sheets-numberformat='{"1":2,"2":"0","3":1}' data-sheets-value='{"1":3,"3":57.42}' style="overflow:hidden;padding:0px 3px 0px 3px;vertical-align:bottom;text-align:center;">57</td> <td data-sheets-value='{"1":3,"3":24}' style="border-right:1px solid #000000;overflow:hidden;padding:0px 3px 0px 3px;vertical-align:bottom;text-align:center;">24</td> </tr> <tr style="height:20px;"> <td data-sheets-value='{"1":2,"2":"PMMA"}' style="border-left:1px solid #000000;overflow:hidden;padding:0px 3px 0px 3px;vertical-align:bottom;">PMMA</td> <td style="overflow:hidden;padding:0px 3px 0px 3px;vertical-align:bottom;"></td> <td data-sheets-value='{"1":2,"2":"Opal (O)"}' style="overflow:hidden;padding:0px 3px 0px 3px;vertical-align:bottom;">Opal (O)</td> <td data-sheets-numberformat='{"1":2,"2":"0.00","3":1}' data-sheets-value='{"1":3,"3":1.19}' style="overflow:hidden;padding:0px 3px 0px 3px;vertical-align:bottom;text-align:center;">1.19</td> <td data-sheets-numberformat='{"1":2,"2":"0","3":1}' data-sheets-value='{"1":3,"3":34.03}' style="overflow:hidden;padding:0px 3px 0px 3px;vertical-align:bottom;text-align:center;">34</td> <td data-sheets-numberformat='{"1":2,"2":"0","3":1}' data-sheets-value='{"1":3,"3":50.160000000000004}' style="overflow:hidden;padding:0px 3px 0px 3px;vertical-align:bottom;text-align:center;">50</td> <td data-sheets-value='{"1":3,"3":24}' style="border-right:1px solid #000000;overflow:hidden;padding:0px 3px 0px 3px;vertical-align:bottom;text-align:center;">24</td> </tr> <tr style="height:20px;"> <td style="border-left:1px solid #000000;overflow:hidden;padding:0px 3px 0px 3px;vertical-align:bottom;"></td> <td data-sheets-value='{"1":2,"2":"DW"}' style="overflow:hidden;padding:0px 3px 0px 3px;vertical-align:bottom;">DW</td> <td data-sheets-value='{"1":2,"2":"Clear (H/H)"}' style="overflow:hidden;padding:0px 3px 0px 3px;vertical-align:bottom;">Clear (H/H)</td> <td data-sheets-numberformat='{"1":2,"2":"0.00","3":1}' data-sheets-value='{"1":3,"3":0.98}' style="overflow:hidden;padding:0px 3px 0px 3px;vertical-align:bottom;text-align:center;">0.98</td> <td data-sheets-numberformat='{"1":2,"2":"0","3":1}' data-sheets-value='{"1":3,"3":33.21}' style="overflow:hidden;padding:0px 3px 0px 3px;vertical-align:bottom;text-align:center;">33</td> <td data-sheets-numberformat='{"1":2,"2":"0","3":1}' data-sheets-value='{"1":3,"3":49.5}' style="overflow:hidden;padding:0px 3px 0px 3px;vertical-align:bottom;text-align:center;">50</td> <td data-sheets-value='{"1":3,"3":26}' style="border-right:1px solid #000000;overflow:hidden;padding:0px 3px 0px 3px;vertical-align:bottom;text-align:center;">26</td> </tr> <tr style="height:20px;"> <td style="border-bottom:1px solid #000000;border-left:1px solid #000000;overflow:hidden;padding:0px 3px 0px 3px;vertical-align:bottom;"></td> <td style="border-bottom:1px solid #000000;overflow:hidden;padding:0px 3px 0px 3px;vertical-align:bottom;"></td> <td data-sheets-value='{"1":2,"2":"Opal (O/O)"}' style="border-bottom:1px solid #000000;overflow:hidden;padding:0px 3px 0px 3px;vertical-align:bottom;">Opal (O/O)</td> <td data-sheets-numberformat='{"1":2,"2":"0.00","3":1}' data-sheets-value='{"1":3,"3":0.98}' style="border-bottom:1px solid #000000;overflow:hidden;padding:0px 3px 0px 3px;vertical-align:bottom;text-align:center;">0.98</td> <td data-sheets-numberformat='{"1":2,"2":"0","3":1}' data-sheets-value='{"1":3,"3":28.29}' style="border-bottom:1px solid #000000;overflow:hidden;padding:0px 3px 0px 3px;vertical-align:bottom;text-align:center;">28</td> <td data-sheets-numberformat='{"1":2,"2":"0","3":1}' data-sheets-value='{"1":3,"3":38.28}' style="border-bottom:1px solid #000000;overflow:hidden;padding:0px 3px 0px 3px;vertical-align:bottom;text-align:center;">38</td> <td data-sheets-value='{"1":3,"3":26}' style="border-right:1px solid #000000;border-bottom:1px solid #000000;overflow:hidden;padding:0px 3px 0px 3px;vertical-align:bottom;text-align:center;">26</td> </tr> <tr style="height:20px;"> <td data-sheets-value='{"1":2,"2":"Polycarbonate "}' style="border-left:1px solid #000000;overflow:hidden;padding:0px 3px 0px 3px;vertical-align:bottom;">Polycarbonate </td> <td data-sheets-value='{"1":2,"2":"EW"}' style="overflow:hidden;padding:0px 3px 0px 3px;vertical-align:bottom;">EW</td> <td data-sheets-value='{"1":2,"2":"Clear (A)"}' style="overflow:hidden;padding:0px 3px 0px 3px;vertical-align:bottom;">Clear (A)</td> <td data-sheets-numberformat='{"1":2,"2":"0.00","3":1}' data-sheets-value='{"1":3,"3":1.19}' style="overflow:hidden;padding:0px 3px 0px 3px;vertical-align:bottom;text-align:center;">1.19</td> <td data-sheets-numberformat='{"1":2,"2":"0","3":1}' data-sheets-value='{"1":3,"3":36.08}' style="overflow:hidden;padding:0px 3px 0px 3px;vertical-align:bottom;text-align:center;">36</td> <td data-sheets-numberformat='{"1":2,"2":"0","3":1}' data-sheets-value='{"1":3,"3":54.78}' style="overflow:hidden;padding:0px 3px 0px 3px;vertical-align:bottom;text-align:center;">55</td> <td data-sheets-value='{"1":3,"3":24}' style="border-right:1px solid #000000;overflow:hidden;padding:0px 3px 0px 3px;vertical-align:bottom;text-align:center;">24</td> </tr> <tr style="height:20px;"> <td data-sheets-value='{"1":2,"2":"PC"}' style="border-left:1px solid #000000;overflow:hidden;padding:0px 3px 0px 3px;vertical-align:bottom;">PC</td> <td style="overflow:hidden;padding:0px 3px 0px 3px;vertical-align:bottom;"></td> <td data-sheets-value='{"1":2,"2":"Opal (D)"}' style="overflow:hidden;padding:0px 3px 0px 3px;vertical-align:bottom;">Opal (D)</td> <td data-sheets-numberformat='{"1":2,"2":"0.00","3":1}' data-sheets-value='{"1":3,"3":1.19}' style="overflow:hidden;padding:0px 3px 0px 3px;vertical-align:bottom;text-align:center;">1.19</td> <td data-sheets-numberformat='{"1":2,"2":"0","3":1}' data-sheets-value='{"1":3,"3":23.779999999999998}' style="overflow:hidden;padding:0px 3px 0px 3px;vertical-align:bottom;text-align:center;">24</td> <td data-sheets-numberformat='{"1":2,"2":"0","3":1}' data-sheets-value='{"1":3,"3":39.6}' style="overflow:hidden;padding:0px 3px 0px 3px;vertical-align:bottom;text-align:center;">40</td> <td data-sheets-value='{"1":3,"3":24}' style="border-right:1px solid #000000;overflow:hidden;padding:0px 3px 0px 3px;vertical-align:bottom;text-align:center;">24</td> </tr> <tr style="height:20px;"> <td style="border-left:1px solid #000000;overflow:hidden;padding:0px 3px 0px 3px;vertical-align:bottom;"></td> <td data-sheets-value='{"1":2,"2":"DW"}' style="overflow:hidden;padding:0px 3px 0px 3px;vertical-align:bottom;">DW</td> <td data-sheets-value='{"1":2,"2":"Clear (A/H)"}' style="overflow:hidden;padding:0px 3px 0px 3px;vertical-align:bottom;">Clear (A/H)</td> <td data-sheets-numberformat='{"1":2,"2":"0.00","3":1}' data-sheets-value='{"1":3,"3":0.98}' style="overflow:hidden;padding:0px 3px 0px 3px;vertical-align:bottom;text-align:center;">0.98</td> <td data-sheets-numberformat='{"1":2,"2":"0","3":1}' data-sheets-value='{"1":3,"3":32.39}' style="overflow:hidden;padding:0px 3px 0px 3px;vertical-align:bottom;text-align:center;">32</td> <td data-sheets-numberformat='{"1":2,"2":"0","3":1}' data-sheets-value='{"1":3,"3":47.52}' style="overflow:hidden;padding:0px 3px 0px 3px;vertical-align:bottom;text-align:center;">48</td> <td data-sheets-value='{"1":3,"3":26}' style="border-right:1px solid #000000;overflow:hidden;padding:0px 3px 0px 3px;vertical-align:bottom;text-align:center;">26</td> </tr> <tr style="height:20px;"> <td style="border-left:1px solid #000000;overflow:hidden;padding:0px 3px 0px 3px;vertical-align:bottom;"></td> <td style="overflow:hidden;padding:0px 3px 0px 3px;vertical-align:bottom;"></td> <td data-sheets-value='{"1":2,"2":"Clear (A/A)"}' style="overflow:hidden;padding:0px 3px 0px 3px;vertical-align:bottom;">Clear (A/A)</td> <td data-sheets-numberformat='{"1":2,"2":"0.00","3":1}' data-sheets-value='{"1":3,"3":0.98}' style="overflow:hidden;padding:0px 3px 0px 3px;vertical-align:bottom;text-align:center;">0.98</td> <td data-sheets-numberformat='{"1":2,"2":"0","3":1}' data-sheets-value='{"1":3,"3":31.569999999999997}' style="overflow:hidden;padding:0px 3px 0px 3px;vertical-align:bottom;text-align:center;">32</td> <td data-sheets-numberformat='{"1":2,"2":"0","3":1}' data-sheets-value='{"1":3,"3":45.54}' style="overflow:hidden;padding:0px 3px 0px 3px;vertical-align:bottom;text-align:center;">46</td> <td data-sheets-value='{"1":3,"3":26}' style="border-right:1px solid #000000;overflow:hidden;padding:0px 3px 0px 3px;vertical-align:bottom;text-align:center;">26</td> </tr> <tr style="height:20px;"> <td style="border-left:1px solid #000000;overflow:hidden;padding:0px 3px 0px 3px;vertical-align:bottom;"></td> <td style="overflow:hidden;padding:0px 3px 0px 3px;vertical-align:bottom;"></td> <td data-sheets-value='{"1":2,"2":"Opal (A/O)"}' style="overflow:hidden;padding:0px 3px 0px 3px;vertical-align:bottom;">Opal (A/O)</td> <td data-sheets-numberformat='{"1":2,"2":"0.00","3":1}' data-sheets-value='{"1":3,"3":0.98}' style="overflow:hidden;padding:0px 3px 0px 3px;vertical-align:bottom;text-align:center;">0.98</td> <td data-sheets-numberformat='{"1":2,"2":"0","3":1}' data-sheets-value='{"1":3,"3":29.93}' style="overflow:hidden;padding:0px 3px 0px 3px;vertical-align:bottom;text-align:center;">30</td> <td data-sheets-numberformat='{"1":2,"2":"0","3":1}' data-sheets-value='{"1":3,"3":41.580000000000005}' style="overflow:hidden;padding:0px 3px 0px 3px;vertical-align:bottom;text-align:center;">42</td> <td data-sheets-value='{"1":3,"3":26}' style="border-right:1px solid #000000;overflow:hidden;padding:0px 3px 0px 3px;vertical-align:bottom;text-align:center;">26</td> </tr> <tr style="height:20px;"> <td style="border-bottom:1px solid #000000;border-left:1px solid #000000;overflow:hidden;padding:0px 3px 0px 3px;vertical-align:bottom;"></td> <td style="border-bottom:1px solid #000000;overflow:hidden;padding:0px 3px 0px 3px;vertical-align:bottom;"></td> <td data-sheets-value='{"1":2,"2":"Opal (A/D)"}' style="border-bottom:1px solid #000000;overflow:hidden;padding:0px 3px 0px 3px;vertical-align:bottom;">Opal (A/D)</td> <td data-sheets-numberformat='{"1":2,"2":"0.00","3":1}' data-sheets-value='{"1":3,"3":0.98}' style="border-bottom:1px solid #000000;overflow:hidden;padding:0px 3px 0px 3px;vertical-align:bottom;text-align:center;">0.98</td> <td data-sheets-numberformat='{"1":2,"2":"0","3":1}' data-sheets-value='{"1":3,"3":20.91}' style="border-bottom:1px solid #000000;overflow:hidden;padding:0px 3px 0px 3px;vertical-align:bottom;text-align:center;">21</td> <td data-sheets-numberformat='{"1":2,"2":"0","3":1}' data-sheets-value='{"1":3,"3":33}' style="border-bottom:1px solid #000000;overflow:hidden;padding:0px 3px 0px 3px;vertical-align:bottom;text-align:center;">33</td> <td data-sheets-value='{"1":3,"3":26}' style="border-right:1px solid #000000;border-bottom:1px solid #000000;overflow:hidden;padding:0px 3px 0px 3px;vertical-align:bottom;text-align:center;">26</td> </tr> <tr style="height:20px;"> <td data-sheets-value='{"1":2,"2":"Polycarbonate"}' style="border-left:1px solid #000000;overflow:hidden;padding:0px 3px 0px 3px;vertical-align:bottom;">Polycarbonate</td> <td data-sheets-value='{"1":2,"2":"EW"}' style="overflow:hidden;padding:0px 3px 0px 3px;vertical-align:bottom;">EW</td> <td data-sheets-value='{"1":2,"2":"Heatstop Opal (T)"}' style="overflow:hidden;padding:0px 3px 0px 3px;vertical-align:bottom;">Heatstop Opal (T)</td> <td data-sheets-numberformat='{"1":2,"2":"0.00","3":1}' data-sheets-value='{"1":3,"3":1.19}' style="overflow:hidden;padding:0px 3px 0px 3px;vertical-align:bottom;text-align:center;">1.19</td> <td data-sheets-numberformat='{"1":2,"2":"0","3":1}' data-sheets-value='{"1":3,"3":20.09}' style="overflow:hidden;padding:0px 3px 0px 3px;vertical-align:bottom;text-align:center;">20</td> <td data-sheets-numberformat='{"1":2,"2":"0","3":1}' data-sheets-value='{"1":3,"3":38.940000000000005}' style="overflow:hidden;padding:0px 3px 0px 3px;vertical-align:bottom;text-align:center;">39</td> <td data-sheets-value='{"1":3,"3":24}' style="border-right:1px solid #000000;overflow:hidden;padding:0px 3px 0px 3px;vertical-align:bottom;text-align:center;">24</td> </tr> <tr style="height:20px;"> <td data-sheets-value='{"1":2,"2":"Heatstop PC"}' style="border-left:1px solid #000000;overflow:hidden;padding:0px 3px 0px 3px;vertical-align:bottom;">Heatstop PC</td> <td data-sheets-value='{"1":2,"2":"DW"}' style="overflow:hidden;padding:0px 3px 0px 3px;vertical-align:bottom;">DW</td> <td data-sheets-value='{"1":2,"2":"Clear (T/H)"}' style="overflow:hidden;padding:0px 3px 0px 3px;vertical-align:bottom;">Clear (T/H)</td> <td data-sheets-numberformat='{"1":2,"2":"0.00","3":1}' data-sheets-value='{"1":3,"3":0.98}' style="overflow:hidden;padding:0px 3px 0px 3px;vertical-align:bottom;text-align:center;">0.98</td> <td data-sheets-numberformat='{"1":2,"2":"0","3":1}' data-sheets-value='{"1":3,"3":18.04}' style="overflow:hidden;padding:0px 3px 0px 3px;vertical-align:bottom;text-align:center;">18</td> <td data-sheets-numberformat='{"1":2,"2":"0","3":1}' data-sheets-value='{"1":3,"3":33.660000000000004}' style="overflow:hidden;padding:0px 3px 0px 3px;vertical-align:bottom;text-align:center;">34</td> <td data-sheets-value='{"1":3,"3":26}' style="border-right:1px solid #000000;overflow:hidden;padding:0px 3px 0px 3px;vertical-align:bottom;text-align:center;">26</td> </tr> <tr style="height:20px;"> <td style="border-bottom:1px solid #000000;border-left:1px solid #000000;overflow:hidden;padding:0px 3px 0px 3px;vertical-align:bottom;"></td> <td style="border-bottom:1px solid #000000;overflow:hidden;padding:0px 3px 0px 3px;vertical-align:bottom;"></td> <td data-sheets-value='{"1":2,"2":"Opal (T/O)"}' style="border-bottom:1px solid #000000;overflow:hidden;padding:0px 3px 0px 3px;vertical-align:bottom;">Opal (T/O)</td> <td data-sheets-numberformat='{"1":2,"2":"0.00","3":1}' data-sheets-value='{"1":3,"3":0.98}' style="border-bottom:1px solid #000000;overflow:hidden;padding:0px 3px 0px 3px;vertical-align:bottom;text-align:center;">0.98</td> <td data-sheets-numberformat='{"1":2,"2":"0","3":1}' data-sheets-value='{"1":3,"3":16.81}' style="border-bottom:1px solid #000000;overflow:hidden;padding:0px 3px 0px 3px;vertical-align:bottom;text-align:center;">17</td> <td data-sheets-numberformat='{"1":2,"2":"0","3":1}' data-sheets-value='{"1":3,"3":29.700000000000003}' style="border-bottom:1px solid #000000;overflow:hidden;padding:0px 3px 0px 3px;vertical-align:bottom;text-align:center;">30</td> <td data-sheets-value='{"1":3,"3":26}' style="border-right:1px solid #000000;border-bottom:1px solid #000000;overflow:hidden;padding:0px 3px 0px 3px;vertical-align:bottom;text-align:center;">26</td> </tr> </tbody></table> | skylux-160-ce-met-koepel-en-polyester-opstand-30-20-met-lm-motor-en-pvc-raam-type-ep25-1000-x-2200-mm | 8586011902285 | 46872309891405
Smoke and heat exhaust (SHEV) | SHE system | Skylux | Skylux 160° CE with skylight and polyester curb 30/20 with LM-actuator and PVC frame type EP25 1000 x 2300 mm |  | 50726 | 5412970507260 | 6242.4 | Yes | 30-45 | 92.23 | 1000 x 2300 mm | 2300 | 1000 |  | polyester 30/20 (30 cm high & roof opening = 20 cm larger than daylight size) | Rectangular | 1.19 W/m²K - 0.98 W/m²K | 57% - 30% | 37% - 17% | 24dB - 26dB | 160° CE (for industry) | PVC frame EP25 | without spoiler | E | Single actuator | Maximum double-walled skylight possible for this product | Ut-value LT-value g-value Rw-value EN 1873 : 2014 EN ISO 13468 EN 16153 EN 410 EN 410 EN ISO 140-3 Material Walls Shells (W/m²K) (%) (%) (dB) Acrylic EW Clear (H) 1.19 37 57 24 PMMA Opal (O) 1.19 34 50 24 DW Clear (H/H) 0.98 33 50 26 Opal (O/O) 0.98 28 38 26 Polycarbonate EW Clear (A) 1.19 36 55 24 PC Opal (D) 1.19 24 40 24 DW Clear (A/H) 0.98 32 48 26 Clear (A/A) 0.98 32 46 26 Opal (A/O) 0.98 30 42 26 Opal (A/D) 0.98 21 33 26 Polycarbonate EW Heatstop Opal (T) 1.19 20 39 24 Heatstop PC DW Clear (T/H) 0.98 18 34 26 Opal (T/O) 0.98 17 30 26 | https://skylux.eu/en/products/skylux-160-ce-met-koepel-en-polyester-opstand-30-20-met-lm-motor-en-pvc-raam-type-ep25-1000-x-2300-mm | https://skylux.eu/cdn/shop/files/Skylux-160deg-CE-met-koepel-en-polyester-opstand-3020-met-LM-motor-en-pvc-raam-type-EP25-1000-x-2300-mm-RWA-systeem.jpg?v=1702978066&width=1600 | https://skylux.eu/cdn/shop/files/e5a82811-1bb0-48e4-a776-cacb59c7c092_3838d8e9-fe29-42bc-8a67-33f951ec101c.jpg?v=1688550542&width=1600 | //skylux.eu/cdn/shop/files/E_MH_Mounting_instructions_Skylux_160_CE_LM.pdf?v=12406716259046007223 | //skylux.eu/cdn/shop/files/E_TD_Technical_File_Skylux_Skylux_160_CE_Electric.pdf?v=3667116872303399239 | <style type="text/css" id="isPasted"><!--td {border: 1px solid #cccccc;}br {mso-data-placement:same-cell;}--></style><table border="1" cellpadding="0" cellspacing="0" dir="ltr" style="table-layout:fixed;font-size:10pt;font-family:Arial;border-collapse:collapse;border:none;"><tbody> <tr style="height:20px;"> <td style="overflow:hidden;padding:0px 3px 0px 3px;vertical-align:bottom;"></td> <td style="overflow:hidden;padding:0px 3px 0px 3px;vertical-align:bottom;"></td> <td style="overflow:hidden;padding:0px 3px 0px 3px;vertical-align:bottom;"></td> <td data-sheets-value='{"1":2,"2":"Ut-value"}' style="overflow:hidden;padding:0px 3px 0px 3px;vertical-align:bottom;font-weight:bold;text-align:center;">Ut-value</td> <td data-sheets-value='{"1":2,"2":"LT-value"}' style="overflow:hidden;padding:0px 3px 0px 3px;vertical-align:bottom;font-weight:bold;text-align:center;">LT-value</td> <td data-sheets-value='{"1":2,"2":"g-value"}' style="overflow:hidden;padding:0px 3px 0px 3px;vertical-align:bottom;font-weight:bold;text-align:center;">g-value</td> <td data-sheets-value='{"1":2,"2":"Rw-value "}' style="overflow:hidden;padding:0px 3px 0px 3px;vertical-align:bottom;font-weight:bold;text-align:center;">Rw-value </td> </tr> <tr style="height:20px;"> <td style="overflow:hidden;padding:0px 3px 0px 3px;vertical-align:bottom;"></td> <td style="overflow:hidden;padding:0px 3px 0px 3px;vertical-align:bottom;"></td> <td style="overflow:hidden;padding:0px 3px 0px 3px;vertical-align:bottom;"></td> <td data-sheets-numberformat='{"1":2,"2":"0.00","3":1}' data-sheets-value='{"1":2,"2":"EN 1873 : 2014"}' style="overflow:hidden;padding:0px 3px 0px 3px;vertical-align:bottom;text-align:center;">EN 1873 : 2014</td> <td data-sheets-numberformat='{"1":2,"2":"0","3":1}' data-sheets-value='{"1":2,"2":"EN ISO 13468 EN 16153 EN 410"}' style="overflow:hidden;padding:0px 3px 0px 3px;vertical-align:bottom;text-align:center;">EN ISO 13468 EN 16153 EN 410</td> <td data-sheets-numberformat='{"1":2,"2":"0","3":1}' data-sheets-value='{"1":2,"2":"EN 410"}' style="overflow:hidden;padding:0px 3px 0px 3px;vertical-align:bottom;text-align:center;">EN 410</td> <td data-sheets-value='{"1":2,"2":"EN ISO 140-3\t\t"}' style="overflow:hidden;padding:0px 3px 0px 3px;vertical-align:bottom;text-align:center;">EN ISO 140-3 </td> </tr> <tr style="height:20px;"> <td data-sheets-value='{"1":2,"2":"Material"}' style="border-bottom:1px solid #000000;overflow:hidden;padding:0px 3px 0px 3px;vertical-align:bottom;background-color:#000000;font-weight:bold;color:#ffffff;">Material</td> <td data-sheets-value='{"1":2,"2":"Walls"}' style="border-bottom:1px solid #000000;overflow:hidden;padding:0px 3px 0px 3px;vertical-align:bottom;background-color:#000000;font-weight:bold;color:#ffffff;">Walls</td> <td data-sheets-value='{"1":2,"2":"Shells"}' style="border-bottom:1px solid #000000;overflow:hidden;padding:0px 3px 0px 3px;vertical-align:bottom;background-color:#000000;font-weight:bold;color:#ffffff;">Shells</td> <td data-sheets-numberformat='{"1":2,"2":"0.00","3":1}' data-sheets-value='{"1":2,"2":"(W/m²K)\t"}' style="border-bottom:1px solid #000000;overflow:hidden;padding:0px 3px 0px 3px;vertical-align:bottom;background-color:#000000;font-weight:bold;color:#ffffff;text-align:center;">(W/m²K) </td> <td data-sheets-numberformat='{"1":2,"2":"0","3":1}' data-sheets-value='{"1":2,"2":"(%)"}' style="border-bottom:1px solid #000000;overflow:hidden;padding:0px 3px 0px 3px;vertical-align:bottom;background-color:#000000;font-weight:bold;color:#ffffff;text-align:center;">(%)</td> <td data-sheets-numberformat='{"1":2,"2":"0","3":1}' data-sheets-value='{"1":2,"2":"(%)"}' style="border-bottom:1px solid #000000;overflow:hidden;padding:0px 3px 0px 3px;vertical-align:bottom;background-color:#000000;font-weight:bold;color:#ffffff;text-align:center;">(%)</td> <td data-sheets-value='{"1":2,"2":"(dB)"}' style="border-bottom:1px solid #000000;overflow:hidden;padding:0px 3px 0px 3px;vertical-align:bottom;background-color:#000000;font-weight:bold;color:#ffffff;text-align:center;">(dB)</td> </tr> <tr style="height:20px;"> <td data-sheets-value='{"1":2,"2":"Acrylic"}' style="border-left:1px solid #000000;overflow:hidden;padding:0px 3px 0px 3px;vertical-align:bottom;">Acrylic</td> <td data-sheets-value='{"1":2,"2":"EW"}' style="overflow:hidden;padding:0px 3px 0px 3px;vertical-align:bottom;">EW</td> <td data-sheets-value='{"1":2,"2":"Clear (H)"}' style="overflow:hidden;padding:0px 3px 0px 3px;vertical-align:bottom;">Clear (H)</td> <td data-sheets-numberformat='{"1":2,"2":"0.00","3":1}' data-sheets-value='{"1":3,"3":1.19}' style="overflow:hidden;padding:0px 3px 0px 3px;vertical-align:bottom;text-align:center;">1.19</td> <td data-sheets-numberformat='{"1":2,"2":"0","3":1}' data-sheets-value='{"1":3,"3":36.9}' style="overflow:hidden;padding:0px 3px 0px 3px;vertical-align:bottom;text-align:center;">37</td> <td data-sheets-numberformat='{"1":2,"2":"0","3":1}' data-sheets-value='{"1":3,"3":57.42}' style="overflow:hidden;padding:0px 3px 0px 3px;vertical-align:bottom;text-align:center;">57</td> <td data-sheets-value='{"1":3,"3":24}' style="border-right:1px solid #000000;overflow:hidden;padding:0px 3px 0px 3px;vertical-align:bottom;text-align:center;">24</td> </tr> <tr style="height:20px;"> <td data-sheets-value='{"1":2,"2":"PMMA"}' style="border-left:1px solid #000000;overflow:hidden;padding:0px 3px 0px 3px;vertical-align:bottom;">PMMA</td> <td style="overflow:hidden;padding:0px 3px 0px 3px;vertical-align:bottom;"></td> <td data-sheets-value='{"1":2,"2":"Opal (O)"}' style="overflow:hidden;padding:0px 3px 0px 3px;vertical-align:bottom;">Opal (O)</td> <td data-sheets-numberformat='{"1":2,"2":"0.00","3":1}' data-sheets-value='{"1":3,"3":1.19}' style="overflow:hidden;padding:0px 3px 0px 3px;vertical-align:bottom;text-align:center;">1.19</td> <td data-sheets-numberformat='{"1":2,"2":"0","3":1}' data-sheets-value='{"1":3,"3":34.03}' style="overflow:hidden;padding:0px 3px 0px 3px;vertical-align:bottom;text-align:center;">34</td> <td data-sheets-numberformat='{"1":2,"2":"0","3":1}' data-sheets-value='{"1":3,"3":50.160000000000004}' style="overflow:hidden;padding:0px 3px 0px 3px;vertical-align:bottom;text-align:center;">50</td> <td data-sheets-value='{"1":3,"3":24}' style="border-right:1px solid #000000;overflow:hidden;padding:0px 3px 0px 3px;vertical-align:bottom;text-align:center;">24</td> </tr> <tr style="height:20px;"> <td style="border-left:1px solid #000000;overflow:hidden;padding:0px 3px 0px 3px;vertical-align:bottom;"></td> <td data-sheets-value='{"1":2,"2":"DW"}' style="overflow:hidden;padding:0px 3px 0px 3px;vertical-align:bottom;">DW</td> <td data-sheets-value='{"1":2,"2":"Clear (H/H)"}' style="overflow:hidden;padding:0px 3px 0px 3px;vertical-align:bottom;">Clear (H/H)</td> <td data-sheets-numberformat='{"1":2,"2":"0.00","3":1}' data-sheets-value='{"1":3,"3":0.98}' style="overflow:hidden;padding:0px 3px 0px 3px;vertical-align:bottom;text-align:center;">0.98</td> <td data-sheets-numberformat='{"1":2,"2":"0","3":1}' data-sheets-value='{"1":3,"3":33.21}' style="overflow:hidden;padding:0px 3px 0px 3px;vertical-align:bottom;text-align:center;">33</td> <td data-sheets-numberformat='{"1":2,"2":"0","3":1}' data-sheets-value='{"1":3,"3":49.5}' style="overflow:hidden;padding:0px 3px 0px 3px;vertical-align:bottom;text-align:center;">50</td> <td data-sheets-value='{"1":3,"3":26}' style="border-right:1px solid #000000;overflow:hidden;padding:0px 3px 0px 3px;vertical-align:bottom;text-align:center;">26</td> </tr> <tr style="height:20px;"> <td style="border-bottom:1px solid #000000;border-left:1px solid #000000;overflow:hidden;padding:0px 3px 0px 3px;vertical-align:bottom;"></td> <td style="border-bottom:1px solid #000000;overflow:hidden;padding:0px 3px 0px 3px;vertical-align:bottom;"></td> <td data-sheets-value='{"1":2,"2":"Opal (O/O)"}' style="border-bottom:1px solid #000000;overflow:hidden;padding:0px 3px 0px 3px;vertical-align:bottom;">Opal (O/O)</td> <td data-sheets-numberformat='{"1":2,"2":"0.00","3":1}' data-sheets-value='{"1":3,"3":0.98}' style="border-bottom:1px solid #000000;overflow:hidden;padding:0px 3px 0px 3px;vertical-align:bottom;text-align:center;">0.98</td> <td data-sheets-numberformat='{"1":2,"2":"0","3":1}' data-sheets-value='{"1":3,"3":28.29}' style="border-bottom:1px solid #000000;overflow:hidden;padding:0px 3px 0px 3px;vertical-align:bottom;text-align:center;">28</td> <td data-sheets-numberformat='{"1":2,"2":"0","3":1}' data-sheets-value='{"1":3,"3":38.28}' style="border-bottom:1px solid #000000;overflow:hidden;padding:0px 3px 0px 3px;vertical-align:bottom;text-align:center;">38</td> <td data-sheets-value='{"1":3,"3":26}' style="border-right:1px solid #000000;border-bottom:1px solid #000000;overflow:hidden;padding:0px 3px 0px 3px;vertical-align:bottom;text-align:center;">26</td> </tr> <tr style="height:20px;"> <td data-sheets-value='{"1":2,"2":"Polycarbonate "}' style="border-left:1px solid #000000;overflow:hidden;padding:0px 3px 0px 3px;vertical-align:bottom;">Polycarbonate </td> <td data-sheets-value='{"1":2,"2":"EW"}' style="overflow:hidden;padding:0px 3px 0px 3px;vertical-align:bottom;">EW</td> <td data-sheets-value='{"1":2,"2":"Clear (A)"}' style="overflow:hidden;padding:0px 3px 0px 3px;vertical-align:bottom;">Clear (A)</td> <td data-sheets-numberformat='{"1":2,"2":"0.00","3":1}' data-sheets-value='{"1":3,"3":1.19}' style="overflow:hidden;padding:0px 3px 0px 3px;vertical-align:bottom;text-align:center;">1.19</td> <td data-sheets-numberformat='{"1":2,"2":"0","3":1}' data-sheets-value='{"1":3,"3":36.08}' style="overflow:hidden;padding:0px 3px 0px 3px;vertical-align:bottom;text-align:center;">36</td> <td data-sheets-numberformat='{"1":2,"2":"0","3":1}' data-sheets-value='{"1":3,"3":54.78}' style="overflow:hidden;padding:0px 3px 0px 3px;vertical-align:bottom;text-align:center;">55</td> <td data-sheets-value='{"1":3,"3":24}' style="border-right:1px solid #000000;overflow:hidden;padding:0px 3px 0px 3px;vertical-align:bottom;text-align:center;">24</td> </tr> <tr style="height:20px;"> <td data-sheets-value='{"1":2,"2":"PC"}' style="border-left:1px solid #000000;overflow:hidden;padding:0px 3px 0px 3px;vertical-align:bottom;">PC</td> <td style="overflow:hidden;padding:0px 3px 0px 3px;vertical-align:bottom;"></td> <td data-sheets-value='{"1":2,"2":"Opal (D)"}' style="overflow:hidden;padding:0px 3px 0px 3px;vertical-align:bottom;">Opal (D)</td> <td data-sheets-numberformat='{"1":2,"2":"0.00","3":1}' data-sheets-value='{"1":3,"3":1.19}' style="overflow:hidden;padding:0px 3px 0px 3px;vertical-align:bottom;text-align:center;">1.19</td> <td data-sheets-numberformat='{"1":2,"2":"0","3":1}' data-sheets-value='{"1":3,"3":23.779999999999998}' style="overflow:hidden;padding:0px 3px 0px 3px;vertical-align:bottom;text-align:center;">24</td> <td data-sheets-numberformat='{"1":2,"2":"0","3":1}' data-sheets-value='{"1":3,"3":39.6}' style="overflow:hidden;padding:0px 3px 0px 3px;vertical-align:bottom;text-align:center;">40</td> <td data-sheets-value='{"1":3,"3":24}' style="border-right:1px solid #000000;overflow:hidden;padding:0px 3px 0px 3px;vertical-align:bottom;text-align:center;">24</td> </tr> <tr style="height:20px;"> <td style="border-left:1px solid #000000;overflow:hidden;padding:0px 3px 0px 3px;vertical-align:bottom;"></td> <td data-sheets-value='{"1":2,"2":"DW"}' style="overflow:hidden;padding:0px 3px 0px 3px;vertical-align:bottom;">DW</td> <td data-sheets-value='{"1":2,"2":"Clear (A/H)"}' style="overflow:hidden;padding:0px 3px 0px 3px;vertical-align:bottom;">Clear (A/H)</td> <td data-sheets-numberformat='{"1":2,"2":"0.00","3":1}' data-sheets-value='{"1":3,"3":0.98}' style="overflow:hidden;padding:0px 3px 0px 3px;vertical-align:bottom;text-align:center;">0.98</td> <td data-sheets-numberformat='{"1":2,"2":"0","3":1}' data-sheets-value='{"1":3,"3":32.39}' style="overflow:hidden;padding:0px 3px 0px 3px;vertical-align:bottom;text-align:center;">32</td> <td data-sheets-numberformat='{"1":2,"2":"0","3":1}' data-sheets-value='{"1":3,"3":47.52}' style="overflow:hidden;padding:0px 3px 0px 3px;vertical-align:bottom;text-align:center;">48</td> <td data-sheets-value='{"1":3,"3":26}' style="border-right:1px solid #000000;overflow:hidden;padding:0px 3px 0px 3px;vertical-align:bottom;text-align:center;">26</td> </tr> <tr style="height:20px;"> <td style="border-left:1px solid #000000;overflow:hidden;padding:0px 3px 0px 3px;vertical-align:bottom;"></td> <td style="overflow:hidden;padding:0px 3px 0px 3px;vertical-align:bottom;"></td> <td data-sheets-value='{"1":2,"2":"Clear (A/A)"}' style="overflow:hidden;padding:0px 3px 0px 3px;vertical-align:bottom;">Clear (A/A)</td> <td data-sheets-numberformat='{"1":2,"2":"0.00","3":1}' data-sheets-value='{"1":3,"3":0.98}' style="overflow:hidden;padding:0px 3px 0px 3px;vertical-align:bottom;text-align:center;">0.98</td> <td data-sheets-numberformat='{"1":2,"2":"0","3":1}' data-sheets-value='{"1":3,"3":31.569999999999997}' style="overflow:hidden;padding:0px 3px 0px 3px;vertical-align:bottom;text-align:center;">32</td> <td data-sheets-numberformat='{"1":2,"2":"0","3":1}' data-sheets-value='{"1":3,"3":45.54}' style="overflow:hidden;padding:0px 3px 0px 3px;vertical-align:bottom;text-align:center;">46</td> <td data-sheets-value='{"1":3,"3":26}' style="border-right:1px solid #000000;overflow:hidden;padding:0px 3px 0px 3px;vertical-align:bottom;text-align:center;">26</td> </tr> <tr style="height:20px;"> <td style="border-left:1px solid #000000;overflow:hidden;padding:0px 3px 0px 3px;vertical-align:bottom;"></td> <td style="overflow:hidden;padding:0px 3px 0px 3px;vertical-align:bottom;"></td> <td data-sheets-value='{"1":2,"2":"Opal (A/O)"}' style="overflow:hidden;padding:0px 3px 0px 3px;vertical-align:bottom;">Opal (A/O)</td> <td data-sheets-numberformat='{"1":2,"2":"0.00","3":1}' data-sheets-value='{"1":3,"3":0.98}' style="overflow:hidden;padding:0px 3px 0px 3px;vertical-align:bottom;text-align:center;">0.98</td> <td data-sheets-numberformat='{"1":2,"2":"0","3":1}' data-sheets-value='{"1":3,"3":29.93}' style="overflow:hidden;padding:0px 3px 0px 3px;vertical-align:bottom;text-align:center;">30</td> <td data-sheets-numberformat='{"1":2,"2":"0","3":1}' data-sheets-value='{"1":3,"3":41.580000000000005}' style="overflow:hidden;padding:0px 3px 0px 3px;vertical-align:bottom;text-align:center;">42</td> <td data-sheets-value='{"1":3,"3":26}' style="border-right:1px solid #000000;overflow:hidden;padding:0px 3px 0px 3px;vertical-align:bottom;text-align:center;">26</td> </tr> <tr style="height:20px;"> <td style="border-bottom:1px solid #000000;border-left:1px solid #000000;overflow:hidden;padding:0px 3px 0px 3px;vertical-align:bottom;"></td> <td style="border-bottom:1px solid #000000;overflow:hidden;padding:0px 3px 0px 3px;vertical-align:bottom;"></td> <td data-sheets-value='{"1":2,"2":"Opal (A/D)"}' style="border-bottom:1px solid #000000;overflow:hidden;padding:0px 3px 0px 3px;vertical-align:bottom;">Opal (A/D)</td> <td data-sheets-numberformat='{"1":2,"2":"0.00","3":1}' data-sheets-value='{"1":3,"3":0.98}' style="border-bottom:1px solid #000000;overflow:hidden;padding:0px 3px 0px 3px;vertical-align:bottom;text-align:center;">0.98</td> <td data-sheets-numberformat='{"1":2,"2":"0","3":1}' data-sheets-value='{"1":3,"3":20.91}' style="border-bottom:1px solid #000000;overflow:hidden;padding:0px 3px 0px 3px;vertical-align:bottom;text-align:center;">21</td> <td data-sheets-numberformat='{"1":2,"2":"0","3":1}' data-sheets-value='{"1":3,"3":33}' style="border-bottom:1px solid #000000;overflow:hidden;padding:0px 3px 0px 3px;vertical-align:bottom;text-align:center;">33</td> <td data-sheets-value='{"1":3,"3":26}' style="border-right:1px solid #000000;border-bottom:1px solid #000000;overflow:hidden;padding:0px 3px 0px 3px;vertical-align:bottom;text-align:center;">26</td> </tr> <tr style="height:20px;"> <td data-sheets-value='{"1":2,"2":"Polycarbonate"}' style="border-left:1px solid #000000;overflow:hidden;padding:0px 3px 0px 3px;vertical-align:bottom;">Polycarbonate</td> <td data-sheets-value='{"1":2,"2":"EW"}' style="overflow:hidden;padding:0px 3px 0px 3px;vertical-align:bottom;">EW</td> <td data-sheets-value='{"1":2,"2":"Heatstop Opal (T)"}' style="overflow:hidden;padding:0px 3px 0px 3px;vertical-align:bottom;">Heatstop Opal (T)</td> <td data-sheets-numberformat='{"1":2,"2":"0.00","3":1}' data-sheets-value='{"1":3,"3":1.19}' style="overflow:hidden;padding:0px 3px 0px 3px;vertical-align:bottom;text-align:center;">1.19</td> <td data-sheets-numberformat='{"1":2,"2":"0","3":1}' data-sheets-value='{"1":3,"3":20.09}' style="overflow:hidden;padding:0px 3px 0px 3px;vertical-align:bottom;text-align:center;">20</td> <td data-sheets-numberformat='{"1":2,"2":"0","3":1}' data-sheets-value='{"1":3,"3":38.940000000000005}' style="overflow:hidden;padding:0px 3px 0px 3px;vertical-align:bottom;text-align:center;">39</td> <td data-sheets-value='{"1":3,"3":24}' style="border-right:1px solid #000000;overflow:hidden;padding:0px 3px 0px 3px;vertical-align:bottom;text-align:center;">24</td> </tr> <tr style="height:20px;"> <td data-sheets-value='{"1":2,"2":"Heatstop PC"}' style="border-left:1px solid #000000;overflow:hidden;padding:0px 3px 0px 3px;vertical-align:bottom;">Heatstop PC</td> <td data-sheets-value='{"1":2,"2":"DW"}' style="overflow:hidden;padding:0px 3px 0px 3px;vertical-align:bottom;">DW</td> <td data-sheets-value='{"1":2,"2":"Clear (T/H)"}' style="overflow:hidden;padding:0px 3px 0px 3px;vertical-align:bottom;">Clear (T/H)</td> <td data-sheets-numberformat='{"1":2,"2":"0.00","3":1}' data-sheets-value='{"1":3,"3":0.98}' style="overflow:hidden;padding:0px 3px 0px 3px;vertical-align:bottom;text-align:center;">0.98</td> <td data-sheets-numberformat='{"1":2,"2":"0","3":1}' data-sheets-value='{"1":3,"3":18.04}' style="overflow:hidden;padding:0px 3px 0px 3px;vertical-align:bottom;text-align:center;">18</td> <td data-sheets-numberformat='{"1":2,"2":"0","3":1}' data-sheets-value='{"1":3,"3":33.660000000000004}' style="overflow:hidden;padding:0px 3px 0px 3px;vertical-align:bottom;text-align:center;">34</td> <td data-sheets-value='{"1":3,"3":26}' style="border-right:1px solid #000000;overflow:hidden;padding:0px 3px 0px 3px;vertical-align:bottom;text-align:center;">26</td> </tr> <tr style="height:20px;"> <td style="border-bottom:1px solid #000000;border-left:1px solid #000000;overflow:hidden;padding:0px 3px 0px 3px;vertical-align:bottom;"></td> <td style="border-bottom:1px solid #000000;overflow:hidden;padding:0px 3px 0px 3px;vertical-align:bottom;"></td> <td data-sheets-value='{"1":2,"2":"Opal (T/O)"}' style="border-bottom:1px solid #000000;overflow:hidden;padding:0px 3px 0px 3px;vertical-align:bottom;">Opal (T/O)</td> <td data-sheets-numberformat='{"1":2,"2":"0.00","3":1}' data-sheets-value='{"1":3,"3":0.98}' style="border-bottom:1px solid #000000;overflow:hidden;padding:0px 3px 0px 3px;vertical-align:bottom;text-align:center;">0.98</td> <td data-sheets-numberformat='{"1":2,"2":"0","3":1}' data-sheets-value='{"1":3,"3":16.81}' style="border-bottom:1px solid #000000;overflow:hidden;padding:0px 3px 0px 3px;vertical-align:bottom;text-align:center;">17</td> <td data-sheets-numberformat='{"1":2,"2":"0","3":1}' data-sheets-value='{"1":3,"3":29.700000000000003}' style="border-bottom:1px solid #000000;overflow:hidden;padding:0px 3px 0px 3px;vertical-align:bottom;text-align:center;">30</td> <td data-sheets-value='{"1":3,"3":26}' style="border-right:1px solid #000000;border-bottom:1px solid #000000;overflow:hidden;padding:0px 3px 0px 3px;vertical-align:bottom;text-align:center;">26</td> </tr> </tbody></table> | skylux-160-ce-met-koepel-en-polyester-opstand-30-20-met-lm-motor-en-pvc-raam-type-ep25-1000-x-2300-mm | 8586011935053 | 46872309924173
Smoke and heat exhaust (SHEV) | SHE system | Skylux | Skylux 160° CE with skylight and polyester curb 30/20 with LM-actuator and PVC frame type EP25 1050 x 1050 mm |  | 50728 | 5412970507284 | 4758.95 | Yes | 30-45 | 61.26 | 1050 x 1050 mm | 1050 | 1050 |  | polyester 30/20 (30 cm high & roof opening = 20 cm larger than daylight size) | Square | 1.19 W/m²K - 0.98 W/m²K | 57% - 30% | 37% - 17% | 24dB - 26dB | 160° CE (for industry) | PVC frame EP25 | without spoiler | E | Single actuator | Maximum double-walled skylight possible for this product | Ut-value LT-value g-value Rw-value EN 1873 : 2014 EN ISO 13468 EN 16153 EN 410 EN 410 EN ISO 140-3 Material Walls Shells (W/m²K) (%) (%) (dB) Acrylic EW Clear (H) 1.19 37 57 24 PMMA Opal (O) 1.19 34 50 24 DW Clear (H/H) 0.98 33 50 26 Opal (O/O) 0.98 28 38 26 Polycarbonate EW Clear (A) 1.19 36 55 24 PC Opal (D) 1.19 24 40 24 DW Clear (A/H) 0.98 32 48 26 Clear (A/A) 0.98 32 46 26 Opal (A/O) 0.98 30 42 26 Opal (A/D) 0.98 21 33 26 Polycarbonate EW Heatstop Opal (T) 1.19 20 39 24 Heatstop PC DW Clear (T/H) 0.98 18 34 26 Opal (T/O) 0.98 17 30 26 | https://skylux.eu/en/products/skylux-160-ce-met-koepel-en-polyester-opstand-30-20-met-lm-motor-en-pvc-raam-type-ep25-1050-x-1050-mm | https://skylux.eu/cdn/shop/files/Skylux-160deg-CE-met-koepel-en-polyester-opstand-3020-met-LM-motor-en-pvc-raam-type-EP25-1050-x-1050-mm-RWA-systeem.jpg?v=1702978076&width=1600 | https://skylux.eu/cdn/shop/files/e5a82811-1bb0-48e4-a776-cacb59c7c092_0f7fad54-7b70-497d-9dbd-69d9f5d95bd2.jpg?v=1688550545&width=1600 | //skylux.eu/cdn/shop/files/E_MH_Mounting_instructions_Skylux_160_CE_LM.pdf?v=12406716259046007223 | //skylux.eu/cdn/shop/files/E_TD_Technical_File_Skylux_Skylux_160_CE_Electric.pdf?v=3667116872303399239 | <style type="text/css" id="isPasted"><!--td {border: 1px solid #cccccc;}br {mso-data-placement:same-cell;}--></style><table border="1" cellpadding="0" cellspacing="0" dir="ltr" style="table-layout:fixed;font-size:10pt;font-family:Arial;border-collapse:collapse;border:none;"><tbody> <tr style="height:20px;"> <td style="overflow:hidden;padding:0px 3px 0px 3px;vertical-align:bottom;"></td> <td style="overflow:hidden;padding:0px 3px 0px 3px;vertical-align:bottom;"></td> <td style="overflow:hidden;padding:0px 3px 0px 3px;vertical-align:bottom;"></td> <td data-sheets-value='{"1":2,"2":"Ut-value"}' style="overflow:hidden;padding:0px 3px 0px 3px;vertical-align:bottom;font-weight:bold;text-align:center;">Ut-value</td> <td data-sheets-value='{"1":2,"2":"LT-value"}' style="overflow:hidden;padding:0px 3px 0px 3px;vertical-align:bottom;font-weight:bold;text-align:center;">LT-value</td> <td data-sheets-value='{"1":2,"2":"g-value"}' style="overflow:hidden;padding:0px 3px 0px 3px;vertical-align:bottom;font-weight:bold;text-align:center;">g-value</td> <td data-sheets-value='{"1":2,"2":"Rw-value "}' style="overflow:hidden;padding:0px 3px 0px 3px;vertical-align:bottom;font-weight:bold;text-align:center;">Rw-value </td> </tr> <tr style="height:20px;"> <td style="overflow:hidden;padding:0px 3px 0px 3px;vertical-align:bottom;"></td> <td style="overflow:hidden;padding:0px 3px 0px 3px;vertical-align:bottom;"></td> <td style="overflow:hidden;padding:0px 3px 0px 3px;vertical-align:bottom;"></td> <td data-sheets-numberformat='{"1":2,"2":"0.00","3":1}' data-sheets-value='{"1":2,"2":"EN 1873 : 2014"}' style="overflow:hidden;padding:0px 3px 0px 3px;vertical-align:bottom;text-align:center;">EN 1873 : 2014</td> <td data-sheets-numberformat='{"1":2,"2":"0","3":1}' data-sheets-value='{"1":2,"2":"EN ISO 13468 EN 16153 EN 410"}' style="overflow:hidden;padding:0px 3px 0px 3px;vertical-align:bottom;text-align:center;">EN ISO 13468 EN 16153 EN 410</td> <td data-sheets-numberformat='{"1":2,"2":"0","3":1}' data-sheets-value='{"1":2,"2":"EN 410"}' style="overflow:hidden;padding:0px 3px 0px 3px;vertical-align:bottom;text-align:center;">EN 410</td> <td data-sheets-value='{"1":2,"2":"EN ISO 140-3\t\t"}' style="overflow:hidden;padding:0px 3px 0px 3px;vertical-align:bottom;text-align:center;">EN ISO 140-3 </td> </tr> <tr style="height:20px;"> <td data-sheets-value='{"1":2,"2":"Material"}' style="border-bottom:1px solid #000000;overflow:hidden;padding:0px 3px 0px 3px;vertical-align:bottom;background-color:#000000;font-weight:bold;color:#ffffff;">Material</td> <td data-sheets-value='{"1":2,"2":"Walls"}' style="border-bottom:1px solid #000000;overflow:hidden;padding:0px 3px 0px 3px;vertical-align:bottom;background-color:#000000;font-weight:bold;color:#ffffff;">Walls</td> <td data-sheets-value='{"1":2,"2":"Shells"}' style="border-bottom:1px solid #000000;overflow:hidden;padding:0px 3px 0px 3px;vertical-align:bottom;background-color:#000000;font-weight:bold;color:#ffffff;">Shells</td> <td data-sheets-numberformat='{"1":2,"2":"0.00","3":1}' data-sheets-value='{"1":2,"2":"(W/m²K)\t"}' style="border-bottom:1px solid #000000;overflow:hidden;padding:0px 3px 0px 3px;vertical-align:bottom;background-color:#000000;font-weight:bold;color:#ffffff;text-align:center;">(W/m²K) </td> <td data-sheets-numberformat='{"1":2,"2":"0","3":1}' data-sheets-value='{"1":2,"2":"(%)"}' style="border-bottom:1px solid #000000;overflow:hidden;padding:0px 3px 0px 3px;vertical-align:bottom;background-color:#000000;font-weight:bold;color:#ffffff;text-align:center;">(%)</td> <td data-sheets-numberformat='{"1":2,"2":"0","3":1}' data-sheets-value='{"1":2,"2":"(%)"}' style="border-bottom:1px solid #000000;overflow:hidden;padding:0px 3px 0px 3px;vertical-align:bottom;background-color:#000000;font-weight:bold;color:#ffffff;text-align:center;">(%)</td> <td data-sheets-value='{"1":2,"2":"(dB)"}' style="border-bottom:1px solid #000000;overflow:hidden;padding:0px 3px 0px 3px;vertical-align:bottom;background-color:#000000;font-weight:bold;color:#ffffff;text-align:center;">(dB)</td> </tr> <tr style="height:20px;"> <td data-sheets-value='{"1":2,"2":"Acrylic"}' style="border-left:1px solid #000000;overflow:hidden;padding:0px 3px 0px 3px;vertical-align:bottom;">Acrylic</td> <td data-sheets-value='{"1":2,"2":"EW"}' style="overflow:hidden;padding:0px 3px 0px 3px;vertical-align:bottom;">EW</td> <td data-sheets-value='{"1":2,"2":"Clear (H)"}' style="overflow:hidden;padding:0px 3px 0px 3px;vertical-align:bottom;">Clear (H)</td> <td data-sheets-numberformat='{"1":2,"2":"0.00","3":1}' data-sheets-value='{"1":3,"3":1.19}' style="overflow:hidden;padding:0px 3px 0px 3px;vertical-align:bottom;text-align:center;">1.19</td> <td data-sheets-numberformat='{"1":2,"2":"0","3":1}' data-sheets-value='{"1":3,"3":36.9}' style="overflow:hidden;padding:0px 3px 0px 3px;vertical-align:bottom;text-align:center;">37</td> <td data-sheets-numberformat='{"1":2,"2":"0","3":1}' data-sheets-value='{"1":3,"3":57.42}' style="overflow:hidden;padding:0px 3px 0px 3px;vertical-align:bottom;text-align:center;">57</td> <td data-sheets-value='{"1":3,"3":24}' style="border-right:1px solid #000000;overflow:hidden;padding:0px 3px 0px 3px;vertical-align:bottom;text-align:center;">24</td> </tr> <tr style="height:20px;"> <td data-sheets-value='{"1":2,"2":"PMMA"}' style="border-left:1px solid #000000;overflow:hidden;padding:0px 3px 0px 3px;vertical-align:bottom;">PMMA</td> <td style="overflow:hidden;padding:0px 3px 0px 3px;vertical-align:bottom;"></td> <td data-sheets-value='{"1":2,"2":"Opal (O)"}' style="overflow:hidden;padding:0px 3px 0px 3px;vertical-align:bottom;">Opal (O)</td> <td data-sheets-numberformat='{"1":2,"2":"0.00","3":1}' data-sheets-value='{"1":3,"3":1.19}' style="overflow:hidden;padding:0px 3px 0px 3px;vertical-align:bottom;text-align:center;">1.19</td> <td data-sheets-numberformat='{"1":2,"2":"0","3":1}' data-sheets-value='{"1":3,"3":34.03}' style="overflow:hidden;padding:0px 3px 0px 3px;vertical-align:bottom;text-align:center;">34</td> <td data-sheets-numberformat='{"1":2,"2":"0","3":1}' data-sheets-value='{"1":3,"3":50.160000000000004}' style="overflow:hidden;padding:0px 3px 0px 3px;vertical-align:bottom;text-align:center;">50</td> <td data-sheets-value='{"1":3,"3":24}' style="border-right:1px solid #000000;overflow:hidden;padding:0px 3px 0px 3px;vertical-align:bottom;text-align:center;">24</td> </tr> <tr style="height:20px;"> <td style="border-left:1px solid #000000;overflow:hidden;padding:0px 3px 0px 3px;vertical-align:bottom;"></td> <td data-sheets-value='{"1":2,"2":"DW"}' style="overflow:hidden;padding:0px 3px 0px 3px;vertical-align:bottom;">DW</td> <td data-sheets-value='{"1":2,"2":"Clear (H/H)"}' style="overflow:hidden;padding:0px 3px 0px 3px;vertical-align:bottom;">Clear (H/H)</td> <td data-sheets-numberformat='{"1":2,"2":"0.00","3":1}' data-sheets-value='{"1":3,"3":0.98}' style="overflow:hidden;padding:0px 3px 0px 3px;vertical-align:bottom;text-align:center;">0.98</td> <td data-sheets-numberformat='{"1":2,"2":"0","3":1}' data-sheets-value='{"1":3,"3":33.21}' style="overflow:hidden;padding:0px 3px 0px 3px;vertical-align:bottom;text-align:center;">33</td> <td data-sheets-numberformat='{"1":2,"2":"0","3":1}' data-sheets-value='{"1":3,"3":49.5}' style="overflow:hidden;padding:0px 3px 0px 3px;vertical-align:bottom;text-align:center;">50</td> <td data-sheets-value='{"1":3,"3":26}' style="border-right:1px solid #000000;overflow:hidden;padding:0px 3px 0px 3px;vertical-align:bottom;text-align:center;">26</td> </tr> <tr style="height:20px;"> <td style="border-bottom:1px solid #000000;border-left:1px solid #000000;overflow:hidden;padding:0px 3px 0px 3px;vertical-align:bottom;"></td> <td style="border-bottom:1px solid #000000;overflow:hidden;padding:0px 3px 0px 3px;vertical-align:bottom;"></td> <td data-sheets-value='{"1":2,"2":"Opal (O/O)"}' style="border-bottom:1px solid #000000;overflow:hidden;padding:0px 3px 0px 3px;vertical-align:bottom;">Opal (O/O)</td> <td data-sheets-numberformat='{"1":2,"2":"0.00","3":1}' data-sheets-value='{"1":3,"3":0.98}' style="border-bottom:1px solid #000000;overflow:hidden;padding:0px 3px 0px 3px;vertical-align:bottom;text-align:center;">0.98</td> <td data-sheets-numberformat='{"1":2,"2":"0","3":1}' data-sheets-value='{"1":3,"3":28.29}' style="border-bottom:1px solid #000000;overflow:hidden;padding:0px 3px 0px 3px;vertical-align:bottom;text-align:center;">28</td> <td data-sheets-numberformat='{"1":2,"2":"0","3":1}' data-sheets-value='{"1":3,"3":38.28}' style="border-bottom:1px solid #000000;overflow:hidden;padding:0px 3px 0px 3px;vertical-align:bottom;text-align:center;">38</td> <td data-sheets-value='{"1":3,"3":26}' style="border-right:1px solid #000000;border-bottom:1px solid #000000;overflow:hidden;padding:0px 3px 0px 3px;vertical-align:bottom;text-align:center;">26</td> </tr> <tr style="height:20px;"> <td data-sheets-value='{"1":2,"2":"Polycarbonate "}' style="border-left:1px solid #000000;overflow:hidden;padding:0px 3px 0px 3px;vertical-align:bottom;">Polycarbonate </td> <td data-sheets-value='{"1":2,"2":"EW"}' style="overflow:hidden;padding:0px 3px 0px 3px;vertical-align:bottom;">EW</td> <td data-sheets-value='{"1":2,"2":"Clear (A)"}' style="overflow:hidden;padding:0px 3px 0px 3px;vertical-align:bottom;">Clear (A)</td> <td data-sheets-numberformat='{"1":2,"2":"0.00","3":1}' data-sheets-value='{"1":3,"3":1.19}' style="overflow:hidden;padding:0px 3px 0px 3px;vertical-align:bottom;text-align:center;">1.19</td> <td data-sheets-numberformat='{"1":2,"2":"0","3":1}' data-sheets-value='{"1":3,"3":36.08}' style="overflow:hidden;padding:0px 3px 0px 3px;vertical-align:bottom;text-align:center;">36</td> <td data-sheets-numberformat='{"1":2,"2":"0","3":1}' data-sheets-value='{"1":3,"3":54.78}' style="overflow:hidden;padding:0px 3px 0px 3px;vertical-align:bottom;text-align:center;">55</td> <td data-sheets-value='{"1":3,"3":24}' style="border-right:1px solid #000000;overflow:hidden;padding:0px 3px 0px 3px;vertical-align:bottom;text-align:center;">24</td> </tr> <tr style="height:20px;"> <td data-sheets-value='{"1":2,"2":"PC"}' style="border-left:1px solid #000000;overflow:hidden;padding:0px 3px 0px 3px;vertical-align:bottom;">PC</td> <td style="overflow:hidden;padding:0px 3px 0px 3px;vertical-align:bottom;"></td> <td data-sheets-value='{"1":2,"2":"Opal (D)"}' style="overflow:hidden;padding:0px 3px 0px 3px;vertical-align:bottom;">Opal (D)</td> <td data-sheets-numberformat='{"1":2,"2":"0.00","3":1}' data-sheets-value='{"1":3,"3":1.19}' style="overflow:hidden;padding:0px 3px 0px 3px;vertical-align:bottom;text-align:center;">1.19</td> <td data-sheets-numberformat='{"1":2,"2":"0","3":1}' data-sheets-value='{"1":3,"3":23.779999999999998}' style="overflow:hidden;padding:0px 3px 0px 3px;vertical-align:bottom;text-align:center;">24</td> <td data-sheets-numberformat='{"1":2,"2":"0","3":1}' data-sheets-value='{"1":3,"3":39.6}' style="overflow:hidden;padding:0px 3px 0px 3px;vertical-align:bottom;text-align:center;">40</td> <td data-sheets-value='{"1":3,"3":24}' style="border-right:1px solid #000000;overflow:hidden;padding:0px 3px 0px 3px;vertical-align:bottom;text-align:center;">24</td> </tr> <tr style="height:20px;"> <td style="border-left:1px solid #000000;overflow:hidden;padding:0px 3px 0px 3px;vertical-align:bottom;"></td> <td data-sheets-value='{"1":2,"2":"DW"}' style="overflow:hidden;padding:0px 3px 0px 3px;vertical-align:bottom;">DW</td> <td data-sheets-value='{"1":2,"2":"Clear (A/H)"}' style="overflow:hidden;padding:0px 3px 0px 3px;vertical-align:bottom;">Clear (A/H)</td> <td data-sheets-numberformat='{"1":2,"2":"0.00","3":1}' data-sheets-value='{"1":3,"3":0.98}' style="overflow:hidden;padding:0px 3px 0px 3px;vertical-align:bottom;text-align:center;">0.98</td> <td data-sheets-numberformat='{"1":2,"2":"0","3":1}' data-sheets-value='{"1":3,"3":32.39}' style="overflow:hidden;padding:0px 3px 0px 3px;vertical-align:bottom;text-align:center;">32</td> <td data-sheets-numberformat='{"1":2,"2":"0","3":1}' data-sheets-value='{"1":3,"3":47.52}' style="overflow:hidden;padding:0px 3px 0px 3px;vertical-align:bottom;text-align:center;">48</td> <td data-sheets-value='{"1":3,"3":26}' style="border-right:1px solid #000000;overflow:hidden;padding:0px 3px 0px 3px;vertical-align:bottom;text-align:center;">26</td> </tr> <tr style="height:20px;"> <td style="border-left:1px solid #000000;overflow:hidden;padding:0px 3px 0px 3px;vertical-align:bottom;"></td> <td style="overflow:hidden;padding:0px 3px 0px 3px;vertical-align:bottom;"></td> <td data-sheets-value='{"1":2,"2":"Clear (A/A)"}' style="overflow:hidden;padding:0px 3px 0px 3px;vertical-align:bottom;">Clear (A/A)</td> <td data-sheets-numberformat='{"1":2,"2":"0.00","3":1}' data-sheets-value='{"1":3,"3":0.98}' style="overflow:hidden;padding:0px 3px 0px 3px;vertical-align:bottom;text-align:center;">0.98</td> <td data-sheets-numberformat='{"1":2,"2":"0","3":1}' data-sheets-value='{"1":3,"3":31.569999999999997}' style="overflow:hidden;padding:0px 3px 0px 3px;vertical-align:bottom;text-align:center;">32</td> <td data-sheets-numberformat='{"1":2,"2":"0","3":1}' data-sheets-value='{"1":3,"3":45.54}' style="overflow:hidden;padding:0px 3px 0px 3px;vertical-align:bottom;text-align:center;">46</td> <td data-sheets-value='{"1":3,"3":26}' style="border-right:1px solid #000000;overflow:hidden;padding:0px 3px 0px 3px;vertical-align:bottom;text-align:center;">26</td> </tr> <tr style="height:20px;"> <td style="border-left:1px solid #000000;overflow:hidden;padding:0px 3px 0px 3px;vertical-align:bottom;"></td> <td style="overflow:hidden;padding:0px 3px 0px 3px;vertical-align:bottom;"></td> <td data-sheets-value='{"1":2,"2":"Opal (A/O)"}' style="overflow:hidden;padding:0px 3px 0px 3px;vertical-align:bottom;">Opal (A/O)</td> <td data-sheets-numberformat='{"1":2,"2":"0.00","3":1}' data-sheets-value='{"1":3,"3":0.98}' style="overflow:hidden;padding:0px 3px 0px 3px;vertical-align:bottom;text-align:center;">0.98</td> <td data-sheets-numberformat='{"1":2,"2":"0","3":1}' data-sheets-value='{"1":3,"3":29.93}' style="overflow:hidden;padding:0px 3px 0px 3px;vertical-align:bottom;text-align:center;">30</td> <td data-sheets-numberformat='{"1":2,"2":"0","3":1}' data-sheets-value='{"1":3,"3":41.580000000000005}' style="overflow:hidden;padding:0px 3px 0px 3px;vertical-align:bottom;text-align:center;">42</td> <td data-sheets-value='{"1":3,"3":26}' style="border-right:1px solid #000000;overflow:hidden;padding:0px 3px 0px 3px;vertical-align:bottom;text-align:center;">26</td> </tr> <tr style="height:20px;"> <td style="border-bottom:1px solid #000000;border-left:1px solid #000000;overflow:hidden;padding:0px 3px 0px 3px;vertical-align:bottom;"></td> <td style="border-bottom:1px solid #000000;overflow:hidden;padding:0px 3px 0px 3px;vertical-align:bottom;"></td> <td data-sheets-value='{"1":2,"2":"Opal (A/D)"}' style="border-bottom:1px solid #000000;overflow:hidden;padding:0px 3px 0px 3px;vertical-align:bottom;">Opal (A/D)</td> <td data-sheets-numberformat='{"1":2,"2":"0.00","3":1}' data-sheets-value='{"1":3,"3":0.98}' style="border-bottom:1px solid #000000;overflow:hidden;padding:0px 3px 0px 3px;vertical-align:bottom;text-align:center;">0.98</td> <td data-sheets-numberformat='{"1":2,"2":"0","3":1}' data-sheets-value='{"1":3,"3":20.91}' style="border-bottom:1px solid #000000;overflow:hidden;padding:0px 3px 0px 3px;vertical-align:bottom;text-align:center;">21</td> <td data-sheets-numberformat='{"1":2,"2":"0","3":1}' data-sheets-value='{"1":3,"3":33}' style="border-bottom:1px solid #000000;overflow:hidden;padding:0px 3px 0px 3px;vertical-align:bottom;text-align:center;">33</td> <td data-sheets-value='{"1":3,"3":26}' style="border-right:1px solid #000000;border-bottom:1px solid #000000;overflow:hidden;padding:0px 3px 0px 3px;vertical-align:bottom;text-align:center;">26</td> </tr> <tr style="height:20px;"> <td data-sheets-value='{"1":2,"2":"Polycarbonate"}' style="border-left:1px solid #000000;overflow:hidden;padding:0px 3px 0px 3px;vertical-align:bottom;">Polycarbonate</td> <td data-sheets-value='{"1":2,"2":"EW"}' style="overflow:hidden;padding:0px 3px 0px 3px;vertical-align:bottom;">EW</td> <td data-sheets-value='{"1":2,"2":"Heatstop Opal (T)"}' style="overflow:hidden;padding:0px 3px 0px 3px;vertical-align:bottom;">Heatstop Opal (T)</td> <td data-sheets-numberformat='{"1":2,"2":"0.00","3":1}' data-sheets-value='{"1":3,"3":1.19}' style="overflow:hidden;padding:0px 3px 0px 3px;vertical-align:bottom;text-align:center;">1.19</td> <td data-sheets-numberformat='{"1":2,"2":"0","3":1}' data-sheets-value='{"1":3,"3":20.09}' style="overflow:hidden;padding:0px 3px 0px 3px;vertical-align:bottom;text-align:center;">20</td> <td data-sheets-numberformat='{"1":2,"2":"0","3":1}' data-sheets-value='{"1":3,"3":38.940000000000005}' style="overflow:hidden;padding:0px 3px 0px 3px;vertical-align:bottom;text-align:center;">39</td> <td data-sheets-value='{"1":3,"3":24}' style="border-right:1px solid #000000;overflow:hidden;padding:0px 3px 0px 3px;vertical-align:bottom;text-align:center;">24</td> </tr> <tr style="height:20px;"> <td data-sheets-value='{"1":2,"2":"Heatstop PC"}' style="border-left:1px solid #000000;overflow:hidden;padding:0px 3px 0px 3px;vertical-align:bottom;">Heatstop PC</td> <td data-sheets-value='{"1":2,"2":"DW"}' style="overflow:hidden;padding:0px 3px 0px 3px;vertical-align:bottom;">DW</td> <td data-sheets-value='{"1":2,"2":"Clear (T/H)"}' style="overflow:hidden;padding:0px 3px 0px 3px;vertical-align:bottom;">Clear (T/H)</td> <td data-sheets-numberformat='{"1":2,"2":"0.00","3":1}' data-sheets-value='{"1":3,"3":0.98}' style="overflow:hidden;padding:0px 3px 0px 3px;vertical-align:bottom;text-align:center;">0.98</td> <td data-sheets-numberformat='{"1":2,"2":"0","3":1}' data-sheets-value='{"1":3,"3":18.04}' style="overflow:hidden;padding:0px 3px 0px 3px;vertical-align:bottom;text-align:center;">18</td> <td data-sheets-numberformat='{"1":2,"2":"0","3":1}' data-sheets-value='{"1":3,"3":33.660000000000004}' style="overflow:hidden;padding:0px 3px 0px 3px;vertical-align:bottom;text-align:center;">34</td> <td data-sheets-value='{"1":3,"3":26}' style="border-right:1px solid #000000;overflow:hidden;padding:0px 3px 0px 3px;vertical-align:bottom;text-align:center;">26</td> </tr> <tr style="height:20px;"> <td style="border-bottom:1px solid #000000;border-left:1px solid #000000;overflow:hidden;padding:0px 3px 0px 3px;vertical-align:bottom;"></td> <td style="border-bottom:1px solid #000000;overflow:hidden;padding:0px 3px 0px 3px;vertical-align:bottom;"></td> <td data-sheets-value='{"1":2,"2":"Opal (T/O)"}' style="border-bottom:1px solid #000000;overflow:hidden;padding:0px 3px 0px 3px;vertical-align:bottom;">Opal (T/O)</td> <td data-sheets-numberformat='{"1":2,"2":"0.00","3":1}' data-sheets-value='{"1":3,"3":0.98}' style="border-bottom:1px solid #000000;overflow:hidden;padding:0px 3px 0px 3px;vertical-align:bottom;text-align:center;">0.98</td> <td data-sheets-numberformat='{"1":2,"2":"0","3":1}' data-sheets-value='{"1":3,"3":16.81}' style="border-bottom:1px solid #000000;overflow:hidden;padding:0px 3px 0px 3px;vertical-align:bottom;text-align:center;">17</td> <td data-sheets-numberformat='{"1":2,"2":"0","3":1}' data-sheets-value='{"1":3,"3":29.700000000000003}' style="border-bottom:1px solid #000000;overflow:hidden;padding:0px 3px 0px 3px;vertical-align:bottom;text-align:center;">30</td> <td data-sheets-value='{"1":3,"3":26}' style="border-right:1px solid #000000;border-bottom:1px solid #000000;overflow:hidden;padding:0px 3px 0px 3px;vertical-align:bottom;text-align:center;">26</td> </tr> </tbody></table> | skylux-160-ce-met-koepel-en-polyester-opstand-30-20-met-lm-motor-en-pvc-raam-type-ep25-1050-x-1050-mm | 8586012000589 | 46872310055245
Smoke and heat exhaust (SHEV) | SHE system | Skylux | Skylux 160° CE with skylight and polyester curb 30/20 with LM-actuator and PVC frame type EP25 1200 x 1200 mm |  | 50729 | 5412970507291 | 5072.35 | Yes | 30-45 | 70.98 | 1200 x 1200 mm | 1200 | 1200 |  | polyester 30/20 (30 cm high & roof opening = 20 cm larger than daylight size) | Square | 1.19 W/m²K - 0.98 W/m²K | 57% - 30% | 37% - 17% | 24dB - 26dB | 160° CE (for industry) | PVC frame EP25 | without spoiler | E | Single actuator | Maximum double-walled skylight possible for this product | Ut-value LT-value g-value Rw-value EN 1873 : 2014 EN ISO 13468 EN 16153 EN 410 EN 410 EN ISO 140-3 Material Walls Shells (W/m²K) (%) (%) (dB) Acrylic EW Clear (H) 1.19 37 57 24 PMMA Opal (O) 1.19 34 50 24 DW Clear (H/H) 0.98 33 50 26 Opal (O/O) 0.98 28 38 26 Polycarbonate EW Clear (A) 1.19 36 55 24 PC Opal (D) 1.19 24 40 24 DW Clear (A/H) 0.98 32 48 26 Clear (A/A) 0.98 32 46 26 Opal (A/O) 0.98 30 42 26 Opal (A/D) 0.98 21 33 26 Polycarbonate EW Heatstop Opal (T) 1.19 20 39 24 Heatstop PC DW Clear (T/H) 0.98 18 34 26 Opal (T/O) 0.98 17 30 26 | https://skylux.eu/en/products/skylux-160-ce-met-koepel-en-polyester-opstand-30-20-met-lm-motor-en-pvc-raam-type-ep25-1200-x-1200-mm | https://skylux.eu/cdn/shop/files/Skylux-160deg-CE-met-koepel-en-polyester-opstand-3020-met-LM-motor-en-pvc-raam-type-EP25-1200-x-1200-mm-RWA-systeem.jpg?v=1702978081&width=1600 | https://skylux.eu/cdn/shop/files/e5a82811-1bb0-48e4-a776-cacb59c7c092_ec199b6d-080b-4f4f-9518-588f8a348a6c.jpg?v=1688550546&width=1600 | //skylux.eu/cdn/shop/files/E_MH_Mounting_instructions_Skylux_160_CE_LM.pdf?v=12406716259046007223 | //skylux.eu/cdn/shop/files/E_TD_Technical_File_Skylux_Skylux_160_CE_Electric.pdf?v=3667116872303399239 | <style type="text/css" id="isPasted"><!--td {border: 1px solid #cccccc;}br {mso-data-placement:same-cell;}--></style><table border="1" cellpadding="0" cellspacing="0" dir="ltr" style="table-layout:fixed;font-size:10pt;font-family:Arial;border-collapse:collapse;border:none;"><tbody> <tr style="height:20px;"> <td style="overflow:hidden;padding:0px 3px 0px 3px;vertical-align:bottom;"></td> <td style="overflow:hidden;padding:0px 3px 0px 3px;vertical-align:bottom;"></td> <td style="overflow:hidden;padding:0px 3px 0px 3px;vertical-align:bottom;"></td> <td data-sheets-value='{"1":2,"2":"Ut-value"}' style="overflow:hidden;padding:0px 3px 0px 3px;vertical-align:bottom;font-weight:bold;text-align:center;">Ut-value</td> <td data-sheets-value='{"1":2,"2":"LT-value"}' style="overflow:hidden;padding:0px 3px 0px 3px;vertical-align:bottom;font-weight:bold;text-align:center;">LT-value</td> <td data-sheets-value='{"1":2,"2":"g-value"}' style="overflow:hidden;padding:0px 3px 0px 3px;vertical-align:bottom;font-weight:bold;text-align:center;">g-value</td> <td data-sheets-value='{"1":2,"2":"Rw-value "}' style="overflow:hidden;padding:0px 3px 0px 3px;vertical-align:bottom;font-weight:bold;text-align:center;">Rw-value </td> </tr> <tr style="height:20px;"> <td style="overflow:hidden;padding:0px 3px 0px 3px;vertical-align:bottom;"></td> <td style="overflow:hidden;padding:0px 3px 0px 3px;vertical-align:bottom;"></td> <td style="overflow:hidden;padding:0px 3px 0px 3px;vertical-align:bottom;"></td> <td data-sheets-numberformat='{"1":2,"2":"0.00","3":1}' data-sheets-value='{"1":2,"2":"EN 1873 : 2014"}' style="overflow:hidden;padding:0px 3px 0px 3px;vertical-align:bottom;text-align:center;">EN 1873 : 2014</td> <td data-sheets-numberformat='{"1":2,"2":"0","3":1}' data-sheets-value='{"1":2,"2":"EN ISO 13468 EN 16153 EN 410"}' style="overflow:hidden;padding:0px 3px 0px 3px;vertical-align:bottom;text-align:center;">EN ISO 13468 EN 16153 EN 410</td> <td data-sheets-numberformat='{"1":2,"2":"0","3":1}' data-sheets-value='{"1":2,"2":"EN 410"}' style="overflow:hidden;padding:0px 3px 0px 3px;vertical-align:bottom;text-align:center;">EN 410</td> <td data-sheets-value='{"1":2,"2":"EN ISO 140-3\t\t"}' style="overflow:hidden;padding:0px 3px 0px 3px;vertical-align:bottom;text-align:center;">EN ISO 140-3 </td> </tr> <tr style="height:20px;"> <td data-sheets-value='{"1":2,"2":"Material"}' style="border-bottom:1px solid #000000;overflow:hidden;padding:0px 3px 0px 3px;vertical-align:bottom;background-color:#000000;font-weight:bold;color:#ffffff;">Material</td> <td data-sheets-value='{"1":2,"2":"Walls"}' style="border-bottom:1px solid #000000;overflow:hidden;padding:0px 3px 0px 3px;vertical-align:bottom;background-color:#000000;font-weight:bold;color:#ffffff;">Walls</td> <td data-sheets-value='{"1":2,"2":"Shells"}' style="border-bottom:1px solid #000000;overflow:hidden;padding:0px 3px 0px 3px;vertical-align:bottom;background-color:#000000;font-weight:bold;color:#ffffff;">Shells</td> <td data-sheets-numberformat='{"1":2,"2":"0.00","3":1}' data-sheets-value='{"1":2,"2":"(W/m²K)\t"}' style="border-bottom:1px solid #000000;overflow:hidden;padding:0px 3px 0px 3px;vertical-align:bottom;background-color:#000000;font-weight:bold;color:#ffffff;text-align:center;">(W/m²K) </td> <td data-sheets-numberformat='{"1":2,"2":"0","3":1}' data-sheets-value='{"1":2,"2":"(%)"}' style="border-bottom:1px solid #000000;overflow:hidden;padding:0px 3px 0px 3px;vertical-align:bottom;background-color:#000000;font-weight:bold;color:#ffffff;text-align:center;">(%)</td> <td data-sheets-numberformat='{"1":2,"2":"0","3":1}' data-sheets-value='{"1":2,"2":"(%)"}' style="border-bottom:1px solid #000000;overflow:hidden;padding:0px 3px 0px 3px;vertical-align:bottom;background-color:#000000;font-weight:bold;color:#ffffff;text-align:center;">(%)</td> <td data-sheets-value='{"1":2,"2":"(dB)"}' style="border-bottom:1px solid #000000;overflow:hidden;padding:0px 3px 0px 3px;vertical-align:bottom;background-color:#000000;font-weight:bold;color:#ffffff;text-align:center;">(dB)</td> </tr> <tr style="height:20px;"> <td data-sheets-value='{"1":2,"2":"Acrylic"}' style="border-left:1px solid #000000;overflow:hidden;padding:0px 3px 0px 3px;vertical-align:bottom;">Acrylic</td> <td data-sheets-value='{"1":2,"2":"EW"}' style="overflow:hidden;padding:0px 3px 0px 3px;vertical-align:bottom;">EW</td> <td data-sheets-value='{"1":2,"2":"Clear (H)"}' style="overflow:hidden;padding:0px 3px 0px 3px;vertical-align:bottom;">Clear (H)</td> <td data-sheets-numberformat='{"1":2,"2":"0.00","3":1}' data-sheets-value='{"1":3,"3":1.19}' style="overflow:hidden;padding:0px 3px 0px 3px;vertical-align:bottom;text-align:center;">1.19</td> <td data-sheets-numberformat='{"1":2,"2":"0","3":1}' data-sheets-value='{"1":3,"3":36.9}' style="overflow:hidden;padding:0px 3px 0px 3px;vertical-align:bottom;text-align:center;">37</td> <td data-sheets-numberformat='{"1":2,"2":"0","3":1}' data-sheets-value='{"1":3,"3":57.42}' style="overflow:hidden;padding:0px 3px 0px 3px;vertical-align:bottom;text-align:center;">57</td> <td data-sheets-value='{"1":3,"3":24}' style="border-right:1px solid #000000;overflow:hidden;padding:0px 3px 0px 3px;vertical-align:bottom;text-align:center;">24</td> </tr> <tr style="height:20px;"> <td data-sheets-value='{"1":2,"2":"PMMA"}' style="border-left:1px solid #000000;overflow:hidden;padding:0px 3px 0px 3px;vertical-align:bottom;">PMMA</td> <td style="overflow:hidden;padding:0px 3px 0px 3px;vertical-align:bottom;"></td> <td data-sheets-value='{"1":2,"2":"Opal (O)"}' style="overflow:hidden;padding:0px 3px 0px 3px;vertical-align:bottom;">Opal (O)</td> <td data-sheets-numberformat='{"1":2,"2":"0.00","3":1}' data-sheets-value='{"1":3,"3":1.19}' style="overflow:hidden;padding:0px 3px 0px 3px;vertical-align:bottom;text-align:center;">1.19</td> <td data-sheets-numberformat='{"1":2,"2":"0","3":1}' data-sheets-value='{"1":3,"3":34.03}' style="overflow:hidden;padding:0px 3px 0px 3px;vertical-align:bottom;text-align:center;">34</td> <td data-sheets-numberformat='{"1":2,"2":"0","3":1}' data-sheets-value='{"1":3,"3":50.160000000000004}' style="overflow:hidden;padding:0px 3px 0px 3px;vertical-align:bottom;text-align:center;">50</td> <td data-sheets-value='{"1":3,"3":24}' style="border-right:1px solid #000000;overflow:hidden;padding:0px 3px 0px 3px;vertical-align:bottom;text-align:center;">24</td> </tr> <tr style="height:20px;"> <td style="border-left:1px solid #000000;overflow:hidden;padding:0px 3px 0px 3px;vertical-align:bottom;"></td> <td data-sheets-value='{"1":2,"2":"DW"}' style="overflow:hidden;padding:0px 3px 0px 3px;vertical-align:bottom;">DW</td> <td data-sheets-value='{"1":2,"2":"Clear (H/H)"}' style="overflow:hidden;padding:0px 3px 0px 3px;vertical-align:bottom;">Clear (H/H)</td> <td data-sheets-numberformat='{"1":2,"2":"0.00","3":1}' data-sheets-value='{"1":3,"3":0.98}' style="overflow:hidden;padding:0px 3px 0px 3px;vertical-align:bottom;text-align:center;">0.98</td> <td data-sheets-numberformat='{"1":2,"2":"0","3":1}' data-sheets-value='{"1":3,"3":33.21}' style="overflow:hidden;padding:0px 3px 0px 3px;vertical-align:bottom;text-align:center;">33</td> <td data-sheets-numberformat='{"1":2,"2":"0","3":1}' data-sheets-value='{"1":3,"3":49.5}' style="overflow:hidden;padding:0px 3px 0px 3px;vertical-align:bottom;text-align:center;">50</td> <td data-sheets-value='{"1":3,"3":26}' style="border-right:1px solid #000000;overflow:hidden;padding:0px 3px 0px 3px;vertical-align:bottom;text-align:center;">26</td> </tr> <tr style="height:20px;"> <td style="border-bottom:1px solid #000000;border-left:1px solid #000000;overflow:hidden;padding:0px 3px 0px 3px;vertical-align:bottom;"></td> <td style="border-bottom:1px solid #000000;overflow:hidden;padding:0px 3px 0px 3px;vertical-align:bottom;"></td> <td data-sheets-value='{"1":2,"2":"Opal (O/O)"}' style="border-bottom:1px solid #000000;overflow:hidden;padding:0px 3px 0px 3px;vertical-align:bottom;">Opal (O/O)</td> <td data-sheets-numberformat='{"1":2,"2":"0.00","3":1}' data-sheets-value='{"1":3,"3":0.98}' style="border-bottom:1px solid #000000;overflow:hidden;padding:0px 3px 0px 3px;vertical-align:bottom;text-align:center;">0.98</td> <td data-sheets-numberformat='{"1":2,"2":"0","3":1}' data-sheets-value='{"1":3,"3":28.29}' style="border-bottom:1px solid #000000;overflow:hidden;padding:0px 3px 0px 3px;vertical-align:bottom;text-align:center;">28</td> <td data-sheets-numberformat='{"1":2,"2":"0","3":1}' data-sheets-value='{"1":3,"3":38.28}' style="border-bottom:1px solid #000000;overflow:hidden;padding:0px 3px 0px 3px;vertical-align:bottom;text-align:center;">38</td> <td data-sheets-value='{"1":3,"3":26}' style="border-right:1px solid #000000;border-bottom:1px solid #000000;overflow:hidden;padding:0px 3px 0px 3px;vertical-align:bottom;text-align:center;">26</td> </tr> <tr style="height:20px;"> <td data-sheets-value='{"1":2,"2":"Polycarbonate "}' style="border-left:1px solid #000000;overflow:hidden;padding:0px 3px 0px 3px;vertical-align:bottom;">Polycarbonate </td> <td data-sheets-value='{"1":2,"2":"EW"}' style="overflow:hidden;padding:0px 3px 0px 3px;vertical-align:bottom;">EW</td> <td data-sheets-value='{"1":2,"2":"Clear (A)"}' style="overflow:hidden;padding:0px 3px 0px 3px;vertical-align:bottom;">Clear (A)</td> <td data-sheets-numberformat='{"1":2,"2":"0.00","3":1}' data-sheets-value='{"1":3,"3":1.19}' style="overflow:hidden;padding:0px 3px 0px 3px;vertical-align:bottom;text-align:center;">1.19</td> <td data-sheets-numberformat='{"1":2,"2":"0","3":1}' data-sheets-value='{"1":3,"3":36.08}' style="overflow:hidden;padding:0px 3px 0px 3px;vertical-align:bottom;text-align:center;">36</td> <td data-sheets-numberformat='{"1":2,"2":"0","3":1}' data-sheets-value='{"1":3,"3":54.78}' style="overflow:hidden;padding:0px 3px 0px 3px;vertical-align:bottom;text-align:center;">55</td> <td data-sheets-value='{"1":3,"3":24}' style="border-right:1px solid #000000;overflow:hidden;padding:0px 3px 0px 3px;vertical-align:bottom;text-align:center;">24</td> </tr> <tr style="height:20px;"> <td data-sheets-value='{"1":2,"2":"PC"}' style="border-left:1px solid #000000;overflow:hidden;padding:0px 3px 0px 3px;vertical-align:bottom;">PC</td> <td style="overflow:hidden;padding:0px 3px 0px 3px;vertical-align:bottom;"></td> <td data-sheets-value='{"1":2,"2":"Opal (D)"}' style="overflow:hidden;padding:0px 3px 0px 3px;vertical-align:bottom;">Opal (D)</td> <td data-sheets-numberformat='{"1":2,"2":"0.00","3":1}' data-sheets-value='{"1":3,"3":1.19}' style="overflow:hidden;padding:0px 3px 0px 3px;vertical-align:bottom;text-align:center;">1.19</td> <td data-sheets-numberformat='{"1":2,"2":"0","3":1}' data-sheets-value='{"1":3,"3":23.779999999999998}' style="overflow:hidden;padding:0px 3px 0px 3px;vertical-align:bottom;text-align:center;">24</td> <td data-sheets-numberformat='{"1":2,"2":"0","3":1}' data-sheets-value='{"1":3,"3":39.6}' style="overflow:hidden;padding:0px 3px 0px 3px;vertical-align:bottom;text-align:center;">40</td> <td data-sheets-value='{"1":3,"3":24}' style="border-right:1px solid #000000;overflow:hidden;padding:0px 3px 0px 3px;vertical-align:bottom;text-align:center;">24</td> </tr> <tr style="height:20px;"> <td style="border-left:1px solid #000000;overflow:hidden;padding:0px 3px 0px 3px;vertical-align:bottom;"></td> <td data-sheets-value='{"1":2,"2":"DW"}' style="overflow:hidden;padding:0px 3px 0px 3px;vertical-align:bottom;">DW</td> <td data-sheets-value='{"1":2,"2":"Clear (A/H)"}' style="overflow:hidden;padding:0px 3px 0px 3px;vertical-align:bottom;">Clear (A/H)</td> <td data-sheets-numberformat='{"1":2,"2":"0.00","3":1}' data-sheets-value='{"1":3,"3":0.98}' style="overflow:hidden;padding:0px 3px 0px 3px;vertical-align:bottom;text-align:center;">0.98</td> <td data-sheets-numberformat='{"1":2,"2":"0","3":1}' data-sheets-value='{"1":3,"3":32.39}' style="overflow:hidden;padding:0px 3px 0px 3px;vertical-align:bottom;text-align:center;">32</td> <td data-sheets-numberformat='{"1":2,"2":"0","3":1}' data-sheets-value='{"1":3,"3":47.52}' style="overflow:hidden;padding:0px 3px 0px 3px;vertical-align:bottom;text-align:center;">48</td> <td data-sheets-value='{"1":3,"3":26}' style="border-right:1px solid #000000;overflow:hidden;padding:0px 3px 0px 3px;vertical-align:bottom;text-align:center;">26</td> </tr> <tr style="height:20px;"> <td style="border-left:1px solid #000000;overflow:hidden;padding:0px 3px 0px 3px;vertical-align:bottom;"></td> <td style="overflow:hidden;padding:0px 3px 0px 3px;vertical-align:bottom;"></td> <td data-sheets-value='{"1":2,"2":"Clear (A/A)"}' style="overflow:hidden;padding:0px 3px 0px 3px;vertical-align:bottom;">Clear (A/A)</td> <td data-sheets-numberformat='{"1":2,"2":"0.00","3":1}' data-sheets-value='{"1":3,"3":0.98}' style="overflow:hidden;padding:0px 3px 0px 3px;vertical-align:bottom;text-align:center;">0.98</td> <td data-sheets-numberformat='{"1":2,"2":"0","3":1}' data-sheets-value='{"1":3,"3":31.569999999999997}' style="overflow:hidden;padding:0px 3px 0px 3px;vertical-align:bottom;text-align:center;">32</td> <td data-sheets-numberformat='{"1":2,"2":"0","3":1}' data-sheets-value='{"1":3,"3":45.54}' style="overflow:hidden;padding:0px 3px 0px 3px;vertical-align:bottom;text-align:center;">46</td> <td data-sheets-value='{"1":3,"3":26}' style="border-right:1px solid #000000;overflow:hidden;padding:0px 3px 0px 3px;vertical-align:bottom;text-align:center;">26</td> </tr> <tr style="height:20px;"> <td style="border-left:1px solid #000000;overflow:hidden;padding:0px 3px 0px 3px;vertical-align:bottom;"></td> <td style="overflow:hidden;padding:0px 3px 0px 3px;vertical-align:bottom;"></td> <td data-sheets-value='{"1":2,"2":"Opal (A/O)"}' style="overflow:hidden;padding:0px 3px 0px 3px;vertical-align:bottom;">Opal (A/O)</td> <td data-sheets-numberformat='{"1":2,"2":"0.00","3":1}' data-sheets-value='{"1":3,"3":0.98}' style="overflow:hidden;padding:0px 3px 0px 3px;vertical-align:bottom;text-align:center;">0.98</td> <td data-sheets-numberformat='{"1":2,"2":"0","3":1}' data-sheets-value='{"1":3,"3":29.93}' style="overflow:hidden;padding:0px 3px 0px 3px;vertical-align:bottom;text-align:center;">30</td> <td data-sheets-numberformat='{"1":2,"2":"0","3":1}' data-sheets-value='{"1":3,"3":41.580000000000005}' style="overflow:hidden;padding:0px 3px 0px 3px;vertical-align:bottom;text-align:center;">42</td> <td data-sheets-value='{"1":3,"3":26}' style="border-right:1px solid #000000;overflow:hidden;padding:0px 3px 0px 3px;vertical-align:bottom;text-align:center;">26</td> </tr> <tr style="height:20px;"> <td style="border-bottom:1px solid #000000;border-left:1px solid #000000;overflow:hidden;padding:0px 3px 0px 3px;vertical-align:bottom;"></td> <td style="border-bottom:1px solid #000000;overflow:hidden;padding:0px 3px 0px 3px;vertical-align:bottom;"></td> <td data-sheets-value='{"1":2,"2":"Opal (A/D)"}' style="border-bottom:1px solid #000000;overflow:hidden;padding:0px 3px 0px 3px;vertical-align:bottom;">Opal (A/D)</td> <td data-sheets-numberformat='{"1":2,"2":"0.00","3":1}' data-sheets-value='{"1":3,"3":0.98}' style="border-bottom:1px solid #000000;overflow:hidden;padding:0px 3px 0px 3px;vertical-align:bottom;text-align:center;">0.98</td> <td data-sheets-numberformat='{"1":2,"2":"0","3":1}' data-sheets-value='{"1":3,"3":20.91}' style="border-bottom:1px solid #000000;overflow:hidden;padding:0px 3px 0px 3px;vertical-align:bottom;text-align:center;">21</td> <td data-sheets-numberformat='{"1":2,"2":"0","3":1}' data-sheets-value='{"1":3,"3":33}' style="border-bottom:1px solid #000000;overflow:hidden;padding:0px 3px 0px 3px;vertical-align:bottom;text-align:center;">33</td> <td data-sheets-value='{"1":3,"3":26}' style="border-right:1px solid #000000;border-bottom:1px solid #000000;overflow:hidden;padding:0px 3px 0px 3px;vertical-align:bottom;text-align:center;">26</td> </tr> <tr style="height:20px;"> <td data-sheets-value='{"1":2,"2":"Polycarbonate"}' style="border-left:1px solid #000000;overflow:hidden;padding:0px 3px 0px 3px;vertical-align:bottom;">Polycarbonate</td> <td data-sheets-value='{"1":2,"2":"EW"}' style="overflow:hidden;padding:0px 3px 0px 3px;vertical-align:bottom;">EW</td> <td data-sheets-value='{"1":2,"2":"Heatstop Opal (T)"}' style="overflow:hidden;padding:0px 3px 0px 3px;vertical-align:bottom;">Heatstop Opal (T)</td> <td data-sheets-numberformat='{"1":2,"2":"0.00","3":1}' data-sheets-value='{"1":3,"3":1.19}' style="overflow:hidden;padding:0px 3px 0px 3px;vertical-align:bottom;text-align:center;">1.19</td> <td data-sheets-numberformat='{"1":2,"2":"0","3":1}' data-sheets-value='{"1":3,"3":20.09}' style="overflow:hidden;padding:0px 3px 0px 3px;vertical-align:bottom;text-align:center;">20</td> <td data-sheets-numberformat='{"1":2,"2":"0","3":1}' data-sheets-value='{"1":3,"3":38.940000000000005}' style="overflow:hidden;padding:0px 3px 0px 3px;vertical-align:bottom;text-align:center;">39</td> <td data-sheets-value='{"1":3,"3":24}' style="border-right:1px solid #000000;overflow:hidden;padding:0px 3px 0px 3px;vertical-align:bottom;text-align:center;">24</td> </tr> <tr style="height:20px;"> <td data-sheets-value='{"1":2,"2":"Heatstop PC"}' style="border-left:1px solid #000000;overflow:hidden;padding:0px 3px 0px 3px;vertical-align:bottom;">Heatstop PC</td> <td data-sheets-value='{"1":2,"2":"DW"}' style="overflow:hidden;padding:0px 3px 0px 3px;vertical-align:bottom;">DW</td> <td data-sheets-value='{"1":2,"2":"Clear (T/H)"}' style="overflow:hidden;padding:0px 3px 0px 3px;vertical-align:bottom;">Clear (T/H)</td> <td data-sheets-numberformat='{"1":2,"2":"0.00","3":1}' data-sheets-value='{"1":3,"3":0.98}' style="overflow:hidden;padding:0px 3px 0px 3px;vertical-align:bottom;text-align:center;">0.98</td> <td data-sheets-numberformat='{"1":2,"2":"0","3":1}' data-sheets-value='{"1":3,"3":18.04}' style="overflow:hidden;padding:0px 3px 0px 3px;vertical-align:bottom;text-align:center;">18</td> <td data-sheets-numberformat='{"1":2,"2":"0","3":1}' data-sheets-value='{"1":3,"3":33.660000000000004}' style="overflow:hidden;padding:0px 3px 0px 3px;vertical-align:bottom;text-align:center;">34</td> <td data-sheets-value='{"1":3,"3":26}' style="border-right:1px solid #000000;overflow:hidden;padding:0px 3px 0px 3px;vertical-align:bottom;text-align:center;">26</td> </tr> <tr style="height:20px;"> <td style="border-bottom:1px solid #000000;border-left:1px solid #000000;overflow:hidden;padding:0px 3px 0px 3px;vertical-align:bottom;"></td> <td style="border-bottom:1px solid #000000;overflow:hidden;padding:0px 3px 0px 3px;vertical-align:bottom;"></td> <td data-sheets-value='{"1":2,"2":"Opal (T/O)"}' style="border-bottom:1px solid #000000;overflow:hidden;padding:0px 3px 0px 3px;vertical-align:bottom;">Opal (T/O)</td> <td data-sheets-numberformat='{"1":2,"2":"0.00","3":1}' data-sheets-value='{"1":3,"3":0.98}' style="border-bottom:1px solid #000000;overflow:hidden;padding:0px 3px 0px 3px;vertical-align:bottom;text-align:center;">0.98</td> <td data-sheets-numberformat='{"1":2,"2":"0","3":1}' data-sheets-value='{"1":3,"3":16.81}' style="border-bottom:1px solid #000000;overflow:hidden;padding:0px 3px 0px 3px;vertical-align:bottom;text-align:center;">17</td> <td data-sheets-numberformat='{"1":2,"2":"0","3":1}' data-sheets-value='{"1":3,"3":29.700000000000003}' style="border-bottom:1px solid #000000;overflow:hidden;padding:0px 3px 0px 3px;vertical-align:bottom;text-align:center;">30</td> <td data-sheets-value='{"1":3,"3":26}' style="border-right:1px solid #000000;border-bottom:1px solid #000000;overflow:hidden;padding:0px 3px 0px 3px;vertical-align:bottom;text-align:center;">26</td> </tr> </tbody></table> | skylux-160-ce-met-koepel-en-polyester-opstand-30-20-met-lm-motor-en-pvc-raam-type-ep25-1200-x-1200-mm | 8586012033357 | 46872310120781
Smoke and heat exhaust (SHEV) | SHE system | Skylux | Skylux 160° CE with skylight and polyester curb 30/20 with LM-actuator and PVC frame type EP25 1300 x 1300 mm |  | 50730 | 5412970507307 | 5264.75 | Yes | 30-45 | 75.77 | 1300 x 1300 mm | 1300 | 1300 |  | polyester 30/20 (30 cm high & roof opening = 20 cm larger than daylight size) | Square | 1.19 W/m²K - 0.98 W/m²K | 57% - 30% | 37% - 17% | 24dB - 26dB | 160° CE (for industry) | PVC frame EP25 | without spoiler | E | Single actuator | Maximum double-walled skylight possible for this product | Ut-value LT-value g-value Rw-value EN 1873 : 2014 EN ISO 13468 EN 16153 EN 410 EN 410 EN ISO 140-3 Material Walls Shells (W/m²K) (%) (%) (dB) Acrylic EW Clear (H) 1.19 37 57 24 PMMA Opal (O) 1.19 34 50 24 DW Clear (H/H) 0.98 33 50 26 Opal (O/O) 0.98 28 38 26 Polycarbonate EW Clear (A) 1.19 36 55 24 PC Opal (D) 1.19 24 40 24 DW Clear (A/H) 0.98 32 48 26 Clear (A/A) 0.98 32 46 26 Opal (A/O) 0.98 30 42 26 Opal (A/D) 0.98 21 33 26 Polycarbonate EW Heatstop Opal (T) 1.19 20 39 24 Heatstop PC DW Clear (T/H) 0.98 18 34 26 Opal (T/O) 0.98 17 30 26 | https://skylux.eu/en/products/skylux-160-ce-met-koepel-en-polyester-opstand-30-20-met-lm-motor-en-pvc-raam-type-ep25-1300-x-1300-mm | https://skylux.eu/cdn/shop/files/Skylux-160deg-CE-met-koepel-en-polyester-opstand-3020-met-LM-motor-en-pvc-raam-type-EP25-1300-x-1300-mm-RWA-systeem.jpg?v=1702978086&width=1600 | https://skylux.eu/cdn/shop/files/e5a82811-1bb0-48e4-a776-cacb59c7c092_b4a945c0-933d-4b47-99d0-48be7c28391a.jpg?v=1688550547&width=1600 | //skylux.eu/cdn/shop/files/E_MH_Mounting_instructions_Skylux_160_CE_LM.pdf?v=12406716259046007223 | //skylux.eu/cdn/shop/files/E_TD_Technical_File_Skylux_Skylux_160_CE_Electric.pdf?v=3667116872303399239 | <style type="text/css" id="isPasted"><!--td {border: 1px solid #cccccc;}br {mso-data-placement:same-cell;}--></style><table border="1" cellpadding="0" cellspacing="0" dir="ltr" style="table-layout:fixed;font-size:10pt;font-family:Arial;border-collapse:collapse;border:none;"><tbody> <tr style="height:20px;"> <td style="overflow:hidden;padding:0px 3px 0px 3px;vertical-align:bottom;"></td> <td style="overflow:hidden;padding:0px 3px 0px 3px;vertical-align:bottom;"></td> <td style="overflow:hidden;padding:0px 3px 0px 3px;vertical-align:bottom;"></td> <td data-sheets-value='{"1":2,"2":"Ut-value"}' style="overflow:hidden;padding:0px 3px 0px 3px;vertical-align:bottom;font-weight:bold;text-align:center;">Ut-value</td> <td data-sheets-value='{"1":2,"2":"LT-value"}' style="overflow:hidden;padding:0px 3px 0px 3px;vertical-align:bottom;font-weight:bold;text-align:center;">LT-value</td> <td data-sheets-value='{"1":2,"2":"g-value"}' style="overflow:hidden;padding:0px 3px 0px 3px;vertical-align:bottom;font-weight:bold;text-align:center;">g-value</td> <td data-sheets-value='{"1":2,"2":"Rw-value "}' style="overflow:hidden;padding:0px 3px 0px 3px;vertical-align:bottom;font-weight:bold;text-align:center;">Rw-value </td> </tr> <tr style="height:20px;"> <td style="overflow:hidden;padding:0px 3px 0px 3px;vertical-align:bottom;"></td> <td style="overflow:hidden;padding:0px 3px 0px 3px;vertical-align:bottom;"></td> <td style="overflow:hidden;padding:0px 3px 0px 3px;vertical-align:bottom;"></td> <td data-sheets-numberformat='{"1":2,"2":"0.00","3":1}' data-sheets-value='{"1":2,"2":"EN 1873 : 2014"}' style="overflow:hidden;padding:0px 3px 0px 3px;vertical-align:bottom;text-align:center;">EN 1873 : 2014</td> <td data-sheets-numberformat='{"1":2,"2":"0","3":1}' data-sheets-value='{"1":2,"2":"EN ISO 13468 EN 16153 EN 410"}' style="overflow:hidden;padding:0px 3px 0px 3px;vertical-align:bottom;text-align:center;">EN ISO 13468 EN 16153 EN 410</td> <td data-sheets-numberformat='{"1":2,"2":"0","3":1}' data-sheets-value='{"1":2,"2":"EN 410"}' style="overflow:hidden;padding:0px 3px 0px 3px;vertical-align:bottom;text-align:center;">EN 410</td> <td data-sheets-value='{"1":2,"2":"EN ISO 140-3\t\t"}' style="overflow:hidden;padding:0px 3px 0px 3px;vertical-align:bottom;text-align:center;">EN ISO 140-3 </td> </tr> <tr style="height:20px;"> <td data-sheets-value='{"1":2,"2":"Material"}' style="border-bottom:1px solid #000000;overflow:hidden;padding:0px 3px 0px 3px;vertical-align:bottom;background-color:#000000;font-weight:bold;color:#ffffff;">Material</td> <td data-sheets-value='{"1":2,"2":"Walls"}' style="border-bottom:1px solid #000000;overflow:hidden;padding:0px 3px 0px 3px;vertical-align:bottom;background-color:#000000;font-weight:bold;color:#ffffff;">Walls</td> <td data-sheets-value='{"1":2,"2":"Shells"}' style="border-bottom:1px solid #000000;overflow:hidden;padding:0px 3px 0px 3px;vertical-align:bottom;background-color:#000000;font-weight:bold;color:#ffffff;">Shells</td> <td data-sheets-numberformat='{"1":2,"2":"0.00","3":1}' data-sheets-value='{"1":2,"2":"(W/m²K)\t"}' style="border-bottom:1px solid #000000;overflow:hidden;padding:0px 3px 0px 3px;vertical-align:bottom;background-color:#000000;font-weight:bold;color:#ffffff;text-align:center;">(W/m²K) </td> <td data-sheets-numberformat='{"1":2,"2":"0","3":1}' data-sheets-value='{"1":2,"2":"(%)"}' style="border-bottom:1px solid #000000;overflow:hidden;padding:0px 3px 0px 3px;vertical-align:bottom;background-color:#000000;font-weight:bold;color:#ffffff;text-align:center;">(%)</td> <td data-sheets-numberformat='{"1":2,"2":"0","3":1}' data-sheets-value='{"1":2,"2":"(%)"}' style="border-bottom:1px solid #000000;overflow:hidden;padding:0px 3px 0px 3px;vertical-align:bottom;background-color:#000000;font-weight:bold;color:#ffffff;text-align:center;">(%)</td> <td data-sheets-value='{"1":2,"2":"(dB)"}' style="border-bottom:1px solid #000000;overflow:hidden;padding:0px 3px 0px 3px;vertical-align:bottom;background-color:#000000;font-weight:bold;color:#ffffff;text-align:center;">(dB)</td> </tr> <tr style="height:20px;"> <td data-sheets-value='{"1":2,"2":"Acrylic"}' style="border-left:1px solid #000000;overflow:hidden;padding:0px 3px 0px 3px;vertical-align:bottom;">Acrylic</td> <td data-sheets-value='{"1":2,"2":"EW"}' style="overflow:hidden;padding:0px 3px 0px 3px;vertical-align:bottom;">EW</td> <td data-sheets-value='{"1":2,"2":"Clear (H)"}' style="overflow:hidden;padding:0px 3px 0px 3px;vertical-align:bottom;">Clear (H)</td> <td data-sheets-numberformat='{"1":2,"2":"0.00","3":1}' data-sheets-value='{"1":3,"3":1.19}' style="overflow:hidden;padding:0px 3px 0px 3px;vertical-align:bottom;text-align:center;">1.19</td> <td data-sheets-numberformat='{"1":2,"2":"0","3":1}' data-sheets-value='{"1":3,"3":36.9}' style="overflow:hidden;padding:0px 3px 0px 3px;vertical-align:bottom;text-align:center;">37</td> <td data-sheets-numberformat='{"1":2,"2":"0","3":1}' data-sheets-value='{"1":3,"3":57.42}' style="overflow:hidden;padding:0px 3px 0px 3px;vertical-align:bottom;text-align:center;">57</td> <td data-sheets-value='{"1":3,"3":24}' style="border-right:1px solid #000000;overflow:hidden;padding:0px 3px 0px 3px;vertical-align:bottom;text-align:center;">24</td> </tr> <tr style="height:20px;"> <td data-sheets-value='{"1":2,"2":"PMMA"}' style="border-left:1px solid #000000;overflow:hidden;padding:0px 3px 0px 3px;vertical-align:bottom;">PMMA</td> <td style="overflow:hidden;padding:0px 3px 0px 3px;vertical-align:bottom;"></td> <td data-sheets-value='{"1":2,"2":"Opal (O)"}' style="overflow:hidden;padding:0px 3px 0px 3px;vertical-align:bottom;">Opal (O)</td> <td data-sheets-numberformat='{"1":2,"2":"0.00","3":1}' data-sheets-value='{"1":3,"3":1.19}' style="overflow:hidden;padding:0px 3px 0px 3px;vertical-align:bottom;text-align:center;">1.19</td> <td data-sheets-numberformat='{"1":2,"2":"0","3":1}' data-sheets-value='{"1":3,"3":34.03}' style="overflow:hidden;padding:0px 3px 0px 3px;vertical-align:bottom;text-align:center;">34</td> <td data-sheets-numberformat='{"1":2,"2":"0","3":1}' data-sheets-value='{"1":3,"3":50.160000000000004}' style="overflow:hidden;padding:0px 3px 0px 3px;vertical-align:bottom;text-align:center;">50</td> <td data-sheets-value='{"1":3,"3":24}' style="border-right:1px solid #000000;overflow:hidden;padding:0px 3px 0px 3px;vertical-align:bottom;text-align:center;">24</td> </tr> <tr style="height:20px;"> <td style="border-left:1px solid #000000;overflow:hidden;padding:0px 3px 0px 3px;vertical-align:bottom;"></td> <td data-sheets-value='{"1":2,"2":"DW"}' style="overflow:hidden;padding:0px 3px 0px 3px;vertical-align:bottom;">DW</td> <td data-sheets-value='{"1":2,"2":"Clear (H/H)"}' style="overflow:hidden;padding:0px 3px 0px 3px;vertical-align:bottom;">Clear (H/H)</td> <td data-sheets-numberformat='{"1":2,"2":"0.00","3":1}' data-sheets-value='{"1":3,"3":0.98}' style="overflow:hidden;padding:0px 3px 0px 3px;vertical-align:bottom;text-align:center;">0.98</td> <td data-sheets-numberformat='{"1":2,"2":"0","3":1}' data-sheets-value='{"1":3,"3":33.21}' style="overflow:hidden;padding:0px 3px 0px 3px;vertical-align:bottom;text-align:center;">33</td> <td data-sheets-numberformat='{"1":2,"2":"0","3":1}' data-sheets-value='{"1":3,"3":49.5}' style="overflow:hidden;padding:0px 3px 0px 3px;vertical-align:bottom;text-align:center;">50</td> <td data-sheets-value='{"1":3,"3":26}' style="border-right:1px solid #000000;overflow:hidden;padding:0px 3px 0px 3px;vertical-align:bottom;text-align:center;">26</td> </tr> <tr style="height:20px;"> <td style="border-bottom:1px solid #000000;border-left:1px solid #000000;overflow:hidden;padding:0px 3px 0px 3px;vertical-align:bottom;"></td> <td style="border-bottom:1px solid #000000;overflow:hidden;padding:0px 3px 0px 3px;vertical-align:bottom;"></td> <td data-sheets-value='{"1":2,"2":"Opal (O/O)"}' style="border-bottom:1px solid #000000;overflow:hidden;padding:0px 3px 0px 3px;vertical-align:bottom;">Opal (O/O)</td> <td data-sheets-numberformat='{"1":2,"2":"0.00","3":1}' data-sheets-value='{"1":3,"3":0.98}' style="border-bottom:1px solid #000000;overflow:hidden;padding:0px 3px 0px 3px;vertical-align:bottom;text-align:center;">0.98</td> <td data-sheets-numberformat='{"1":2,"2":"0","3":1}' data-sheets-value='{"1":3,"3":28.29}' style="border-bottom:1px solid #000000;overflow:hidden;padding:0px 3px 0px 3px;vertical-align:bottom;text-align:center;">28</td> <td data-sheets-numberformat='{"1":2,"2":"0","3":1}' data-sheets-value='{"1":3,"3":38.28}' style="border-bottom:1px solid #000000;overflow:hidden;padding:0px 3px 0px 3px;vertical-align:bottom;text-align:center;">38</td> <td data-sheets-value='{"1":3,"3":26}' style="border-right:1px solid #000000;border-bottom:1px solid #000000;overflow:hidden;padding:0px 3px 0px 3px;vertical-align:bottom;text-align:center;">26</td> </tr> <tr style="height:20px;"> <td data-sheets-value='{"1":2,"2":"Polycarbonate "}' style="border-left:1px solid #000000;overflow:hidden;padding:0px 3px 0px 3px;vertical-align:bottom;">Polycarbonate </td> <td data-sheets-value='{"1":2,"2":"EW"}' style="overflow:hidden;padding:0px 3px 0px 3px;vertical-align:bottom;">EW</td> <td data-sheets-value='{"1":2,"2":"Clear (A)"}' style="overflow:hidden;padding:0px 3px 0px 3px;vertical-align:bottom;">Clear (A)</td> <td data-sheets-numberformat='{"1":2,"2":"0.00","3":1}' data-sheets-value='{"1":3,"3":1.19}' style="overflow:hidden;padding:0px 3px 0px 3px;vertical-align:bottom;text-align:center;">1.19</td> <td data-sheets-numberformat='{"1":2,"2":"0","3":1}' data-sheets-value='{"1":3,"3":36.08}' style="overflow:hidden;padding:0px 3px 0px 3px;vertical-align:bottom;text-align:center;">36</td> <td data-sheets-numberformat='{"1":2,"2":"0","3":1}' data-sheets-value='{"1":3,"3":54.78}' style="overflow:hidden;padding:0px 3px 0px 3px;vertical-align:bottom;text-align:center;">55</td> <td data-sheets-value='{"1":3,"3":24}' style="border-right:1px solid #000000;overflow:hidden;padding:0px 3px 0px 3px;vertical-align:bottom;text-align:center;">24</td> </tr> <tr style="height:20px;"> <td data-sheets-value='{"1":2,"2":"PC"}' style="border-left:1px solid #000000;overflow:hidden;padding:0px 3px 0px 3px;vertical-align:bottom;">PC</td> <td style="overflow:hidden;padding:0px 3px 0px 3px;vertical-align:bottom;"></td> <td data-sheets-value='{"1":2,"2":"Opal (D)"}' style="overflow:hidden;padding:0px 3px 0px 3px;vertical-align:bottom;">Opal (D)</td> <td data-sheets-numberformat='{"1":2,"2":"0.00","3":1}' data-sheets-value='{"1":3,"3":1.19}' style="overflow:hidden;padding:0px 3px 0px 3px;vertical-align:bottom;text-align:center;">1.19</td> <td data-sheets-numberformat='{"1":2,"2":"0","3":1}' data-sheets-value='{"1":3,"3":23.779999999999998}' style="overflow:hidden;padding:0px 3px 0px 3px;vertical-align:bottom;text-align:center;">24</td> <td data-sheets-numberformat='{"1":2,"2":"0","3":1}' data-sheets-value='{"1":3,"3":39.6}' style="overflow:hidden;padding:0px 3px 0px 3px;vertical-align:bottom;text-align:center;">40</td> <td data-sheets-value='{"1":3,"3":24}' style="border-right:1px solid #000000;overflow:hidden;padding:0px 3px 0px 3px;vertical-align:bottom;text-align:center;">24</td> </tr> <tr style="height:20px;"> <td style="border-left:1px solid #000000;overflow:hidden;padding:0px 3px 0px 3px;vertical-align:bottom;"></td> <td data-sheets-value='{"1":2,"2":"DW"}' style="overflow:hidden;padding:0px 3px 0px 3px;vertical-align:bottom;">DW</td> <td data-sheets-value='{"1":2,"2":"Clear (A/H)"}' style="overflow:hidden;padding:0px 3px 0px 3px;vertical-align:bottom;">Clear (A/H)</td> <td data-sheets-numberformat='{"1":2,"2":"0.00","3":1}' data-sheets-value='{"1":3,"3":0.98}' style="overflow:hidden;padding:0px 3px 0px 3px;vertical-align:bottom;text-align:center;">0.98</td> <td data-sheets-numberformat='{"1":2,"2":"0","3":1}' data-sheets-value='{"1":3,"3":32.39}' style="overflow:hidden;padding:0px 3px 0px 3px;vertical-align:bottom;text-align:center;">32</td> <td data-sheets-numberformat='{"1":2,"2":"0","3":1}' data-sheets-value='{"1":3,"3":47.52}' style="overflow:hidden;padding:0px 3px 0px 3px;vertical-align:bottom;text-align:center;">48</td> <td data-sheets-value='{"1":3,"3":26}' style="border-right:1px solid #000000;overflow:hidden;padding:0px 3px 0px 3px;vertical-align:bottom;text-align:center;">26</td> </tr> <tr style="height:20px;"> <td style="border-left:1px solid #000000;overflow:hidden;padding:0px 3px 0px 3px;vertical-align:bottom;"></td> <td style="overflow:hidden;padding:0px 3px 0px 3px;vertical-align:bottom;"></td> <td data-sheets-value='{"1":2,"2":"Clear (A/A)"}' style="overflow:hidden;padding:0px 3px 0px 3px;vertical-align:bottom;">Clear (A/A)</td> <td data-sheets-numberformat='{"1":2,"2":"0.00","3":1}' data-sheets-value='{"1":3,"3":0.98}' style="overflow:hidden;padding:0px 3px 0px 3px;vertical-align:bottom;text-align:center;">0.98</td> <td data-sheets-numberformat='{"1":2,"2":"0","3":1}' data-sheets-value='{"1":3,"3":31.569999999999997}' style="overflow:hidden;padding:0px 3px 0px 3px;vertical-align:bottom;text-align:center;">32</td> <td data-sheets-numberformat='{"1":2,"2":"0","3":1}' data-sheets-value='{"1":3,"3":45.54}' style="overflow:hidden;padding:0px 3px 0px 3px;vertical-align:bottom;text-align:center;">46</td> <td data-sheets-value='{"1":3,"3":26}' style="border-right:1px solid #000000;overflow:hidden;padding:0px 3px 0px 3px;vertical-align:bottom;text-align:center;">26</td> </tr> <tr style="height:20px;"> <td style="border-left:1px solid #000000;overflow:hidden;padding:0px 3px 0px 3px;vertical-align:bottom;"></td> <td style="overflow:hidden;padding:0px 3px 0px 3px;vertical-align:bottom;"></td> <td data-sheets-value='{"1":2,"2":"Opal (A/O)"}' style="overflow:hidden;padding:0px 3px 0px 3px;vertical-align:bottom;">Opal (A/O)</td> <td data-sheets-numberformat='{"1":2,"2":"0.00","3":1}' data-sheets-value='{"1":3,"3":0.98}' style="overflow:hidden;padding:0px 3px 0px 3px;vertical-align:bottom;text-align:center;">0.98</td> <td data-sheets-numberformat='{"1":2,"2":"0","3":1}' data-sheets-value='{"1":3,"3":29.93}' style="overflow:hidden;padding:0px 3px 0px 3px;vertical-align:bottom;text-align:center;">30</td> <td data-sheets-numberformat='{"1":2,"2":"0","3":1}' data-sheets-value='{"1":3,"3":41.580000000000005}' style="overflow:hidden;padding:0px 3px 0px 3px;vertical-align:bottom;text-align:center;">42</td> <td data-sheets-value='{"1":3,"3":26}' style="border-right:1px solid #000000;overflow:hidden;padding:0px 3px 0px 3px;vertical-align:bottom;text-align:center;">26</td> </tr> <tr style="height:20px;"> <td style="border-bottom:1px solid #000000;border-left:1px solid #000000;overflow:hidden;padding:0px 3px 0px 3px;vertical-align:bottom;"></td> <td style="border-bottom:1px solid #000000;overflow:hidden;padding:0px 3px 0px 3px;vertical-align:bottom;"></td> <td data-sheets-value='{"1":2,"2":"Opal (A/D)"}' style="border-bottom:1px solid #000000;overflow:hidden;padding:0px 3px 0px 3px;vertical-align:bottom;">Opal (A/D)</td> <td data-sheets-numberformat='{"1":2,"2":"0.00","3":1}' data-sheets-value='{"1":3,"3":0.98}' style="border-bottom:1px solid #000000;overflow:hidden;padding:0px 3px 0px 3px;vertical-align:bottom;text-align:center;">0.98</td> <td data-sheets-numberformat='{"1":2,"2":"0","3":1}' data-sheets-value='{"1":3,"3":20.91}' style="border-bottom:1px solid #000000;overflow:hidden;padding:0px 3px 0px 3px;vertical-align:bottom;text-align:center;">21</td> <td data-sheets-numberformat='{"1":2,"2":"0","3":1}' data-sheets-value='{"1":3,"3":33}' style="border-bottom:1px solid #000000;overflow:hidden;padding:0px 3px 0px 3px;vertical-align:bottom;text-align:center;">33</td> <td data-sheets-value='{"1":3,"3":26}' style="border-right:1px solid #000000;border-bottom:1px solid #000000;overflow:hidden;padding:0px 3px 0px 3px;vertical-align:bottom;text-align:center;">26</td> </tr> <tr style="height:20px;"> <td data-sheets-value='{"1":2,"2":"Polycarbonate"}' style="border-left:1px solid #000000;overflow:hidden;padding:0px 3px 0px 3px;vertical-align:bottom;">Polycarbonate</td> <td data-sheets-value='{"1":2,"2":"EW"}' style="overflow:hidden;padding:0px 3px 0px 3px;vertical-align:bottom;">EW</td> <td data-sheets-value='{"1":2,"2":"Heatstop Opal (T)"}' style="overflow:hidden;padding:0px 3px 0px 3px;vertical-align:bottom;">Heatstop Opal (T)</td> <td data-sheets-numberformat='{"1":2,"2":"0.00","3":1}' data-sheets-value='{"1":3,"3":1.19}' style="overflow:hidden;padding:0px 3px 0px 3px;vertical-align:bottom;text-align:center;">1.19</td> <td data-sheets-numberformat='{"1":2,"2":"0","3":1}' data-sheets-value='{"1":3,"3":20.09}' style="overflow:hidden;padding:0px 3px 0px 3px;vertical-align:bottom;text-align:center;">20</td> <td data-sheets-numberformat='{"1":2,"2":"0","3":1}' data-sheets-value='{"1":3,"3":38.940000000000005}' style="overflow:hidden;padding:0px 3px 0px 3px;vertical-align:bottom;text-align:center;">39</td> <td data-sheets-value='{"1":3,"3":24}' style="border-right:1px solid #000000;overflow:hidden;padding:0px 3px 0px 3px;vertical-align:bottom;text-align:center;">24</td> </tr> <tr style="height:20px;"> <td data-sheets-value='{"1":2,"2":"Heatstop PC"}' style="border-left:1px solid #000000;overflow:hidden;padding:0px 3px 0px 3px;vertical-align:bottom;">Heatstop PC</td> <td data-sheets-value='{"1":2,"2":"DW"}' style="overflow:hidden;padding:0px 3px 0px 3px;vertical-align:bottom;">DW</td> <td data-sheets-value='{"1":2,"2":"Clear (T/H)"}' style="overflow:hidden;padding:0px 3px 0px 3px;vertical-align:bottom;">Clear (T/H)</td> <td data-sheets-numberformat='{"1":2,"2":"0.00","3":1}' data-sheets-value='{"1":3,"3":0.98}' style="overflow:hidden;padding:0px 3px 0px 3px;vertical-align:bottom;text-align:center;">0.98</td> <td data-sheets-numberformat='{"1":2,"2":"0","3":1}' data-sheets-value='{"1":3,"3":18.04}' style="overflow:hidden;padding:0px 3px 0px 3px;vertical-align:bottom;text-align:center;">18</td> <td data-sheets-numberformat='{"1":2,"2":"0","3":1}' data-sheets-value='{"1":3,"3":33.660000000000004}' style="overflow:hidden;padding:0px 3px 0px 3px;vertical-align:bottom;text-align:center;">34</td> <td data-sheets-value='{"1":3,"3":26}' style="border-right:1px solid #000000;overflow:hidden;padding:0px 3px 0px 3px;vertical-align:bottom;text-align:center;">26</td> </tr> <tr style="height:20px;"> <td style="border-bottom:1px solid #000000;border-left:1px solid #000000;overflow:hidden;padding:0px 3px 0px 3px;vertical-align:bottom;"></td> <td style="border-bottom:1px solid #000000;overflow:hidden;padding:0px 3px 0px 3px;vertical-align:bottom;"></td> <td data-sheets-value='{"1":2,"2":"Opal (T/O)"}' style="border-bottom:1px solid #000000;overflow:hidden;padding:0px 3px 0px 3px;vertical-align:bottom;">Opal (T/O)</td> <td data-sheets-numberformat='{"1":2,"2":"0.00","3":1}' data-sheets-value='{"1":3,"3":0.98}' style="border-bottom:1px solid #000000;overflow:hidden;padding:0px 3px 0px 3px;vertical-align:bottom;text-align:center;">0.98</td> <td data-sheets-numberformat='{"1":2,"2":"0","3":1}' data-sheets-value='{"1":3,"3":16.81}' style="border-bottom:1px solid #000000;overflow:hidden;padding:0px 3px 0px 3px;vertical-align:bottom;text-align:center;">17</td> <td data-sheets-numberformat='{"1":2,"2":"0","3":1}' data-sheets-value='{"1":3,"3":29.700000000000003}' style="border-bottom:1px solid #000000;overflow:hidden;padding:0px 3px 0px 3px;vertical-align:bottom;text-align:center;">30</td> <td data-sheets-value='{"1":3,"3":26}' style="border-right:1px solid #000000;border-bottom:1px solid #000000;overflow:hidden;padding:0px 3px 0px 3px;vertical-align:bottom;text-align:center;">26</td> </tr> </tbody></table> | skylux-160-ce-met-koepel-en-polyester-opstand-30-20-met-lm-motor-en-pvc-raam-type-ep25-1300-x-1300-mm | 8586012066125 | 46872310186317
Smoke and heat exhaust (SHEV) | SHE system | Skylux | Skylux 160° CE with skylight and polyester curb 30/20 with LM-actuator and PVC frame type EP25 1300 x 1600 mm |  | 50731 | 5412970507314 | 6027.05 | Yes | 30-45 | 80.88 | 1300 x 1600 mm | 1600 | 1300 |  | polyester 30/20 (30 cm high & roof opening = 20 cm larger than daylight size) | Rectangular | 1.19 W/m²K - 0.98 W/m²K | 57% - 30% | 37% - 17% | 24dB - 26dB | 160° CE (for industry) | PVC frame EP25 | without spoiler | E | Single actuator | Maximum double-walled skylight possible for this product | Ut-value LT-value g-value Rw-value EN 1873 : 2014 EN ISO 13468 EN 16153 EN 410 EN 410 EN ISO 140-3 Material Walls Shells (W/m²K) (%) (%) (dB) Acrylic EW Clear (H) 1.19 37 57 24 PMMA Opal (O) 1.19 34 50 24 DW Clear (H/H) 0.98 33 50 26 Opal (O/O) 0.98 28 38 26 Polycarbonate EW Clear (A) 1.19 36 55 24 PC Opal (D) 1.19 24 40 24 DW Clear (A/H) 0.98 32 48 26 Clear (A/A) 0.98 32 46 26 Opal (A/O) 0.98 30 42 26 Opal (A/D) 0.98 21 33 26 Polycarbonate EW Heatstop Opal (T) 1.19 20 39 24 Heatstop PC DW Clear (T/H) 0.98 18 34 26 Opal (T/O) 0.98 17 30 26 | https://skylux.eu/en/products/skylux-160-ce-met-koepel-en-polyester-opstand-30-20-met-lm-motor-en-pvc-raam-type-ep25-1300-x-1600-mm | https://skylux.eu/cdn/shop/files/Skylux-160deg-CE-met-koepel-en-polyester-opstand-3020-met-LM-motor-en-pvc-raam-type-EP25-1300-x-1600-mm-RWA-systeem.jpg?v=1702978092&width=1600 | https://skylux.eu/cdn/shop/files/e5a82811-1bb0-48e4-a776-cacb59c7c092_986dcdf8-7ce4-4cae-a8a1-eb0d0cd6a3f7.jpg?v=1688550548&width=1600 | //skylux.eu/cdn/shop/files/E_MH_Mounting_instructions_Skylux_160_CE_LM.pdf?v=12406716259046007223 | //skylux.eu/cdn/shop/files/E_TD_Technical_File_Skylux_Skylux_160_CE_Electric.pdf?v=3667116872303399239 | <style type="text/css" id="isPasted"><!--td {border: 1px solid #cccccc;}br {mso-data-placement:same-cell;}--></style><table border="1" cellpadding="0" cellspacing="0" dir="ltr" style="table-layout:fixed;font-size:10pt;font-family:Arial;border-collapse:collapse;border:none;"><tbody> <tr style="height:20px;"> <td style="overflow:hidden;padding:0px 3px 0px 3px;vertical-align:bottom;"></td> <td style="overflow:hidden;padding:0px 3px 0px 3px;vertical-align:bottom;"></td> <td style="overflow:hidden;padding:0px 3px 0px 3px;vertical-align:bottom;"></td> <td data-sheets-value='{"1":2,"2":"Ut-value"}' style="overflow:hidden;padding:0px 3px 0px 3px;vertical-align:bottom;font-weight:bold;text-align:center;">Ut-value</td> <td data-sheets-value='{"1":2,"2":"LT-value"}' style="overflow:hidden;padding:0px 3px 0px 3px;vertical-align:bottom;font-weight:bold;text-align:center;">LT-value</td> <td data-sheets-value='{"1":2,"2":"g-value"}' style="overflow:hidden;padding:0px 3px 0px 3px;vertical-align:bottom;font-weight:bold;text-align:center;">g-value</td> <td data-sheets-value='{"1":2,"2":"Rw-value "}' style="overflow:hidden;padding:0px 3px 0px 3px;vertical-align:bottom;font-weight:bold;text-align:center;">Rw-value </td> </tr> <tr style="height:20px;"> <td style="overflow:hidden;padding:0px 3px 0px 3px;vertical-align:bottom;"></td> <td style="overflow:hidden;padding:0px 3px 0px 3px;vertical-align:bottom;"></td> <td style="overflow:hidden;padding:0px 3px 0px 3px;vertical-align:bottom;"></td> <td data-sheets-numberformat='{"1":2,"2":"0.00","3":1}' data-sheets-value='{"1":2,"2":"EN 1873 : 2014"}' style="overflow:hidden;padding:0px 3px 0px 3px;vertical-align:bottom;text-align:center;">EN 1873 : 2014</td> <td data-sheets-numberformat='{"1":2,"2":"0","3":1}' data-sheets-value='{"1":2,"2":"EN ISO 13468 EN 16153 EN 410"}' style="overflow:hidden;padding:0px 3px 0px 3px;vertical-align:bottom;text-align:center;">EN ISO 13468 EN 16153 EN 410</td> <td data-sheets-numberformat='{"1":2,"2":"0","3":1}' data-sheets-value='{"1":2,"2":"EN 410"}' style="overflow:hidden;padding:0px 3px 0px 3px;vertical-align:bottom;text-align:center;">EN 410</td> <td data-sheets-value='{"1":2,"2":"EN ISO 140-3\t\t"}' style="overflow:hidden;padding:0px 3px 0px 3px;vertical-align:bottom;text-align:center;">EN ISO 140-3 </td> </tr> <tr style="height:20px;"> <td data-sheets-value='{"1":2,"2":"Material"}' style="border-bottom:1px solid #000000;overflow:hidden;padding:0px 3px 0px 3px;vertical-align:bottom;background-color:#000000;font-weight:bold;color:#ffffff;">Material</td> <td data-sheets-value='{"1":2,"2":"Walls"}' style="border-bottom:1px solid #000000;overflow:hidden;padding:0px 3px 0px 3px;vertical-align:bottom;background-color:#000000;font-weight:bold;color:#ffffff;">Walls</td> <td data-sheets-value='{"1":2,"2":"Shells"}' style="border-bottom:1px solid #000000;overflow:hidden;padding:0px 3px 0px 3px;vertical-align:bottom;background-color:#000000;font-weight:bold;color:#ffffff;">Shells</td> <td data-sheets-numberformat='{"1":2,"2":"0.00","3":1}' data-sheets-value='{"1":2,"2":"(W/m²K)\t"}' style="border-bottom:1px solid #000000;overflow:hidden;padding:0px 3px 0px 3px;vertical-align:bottom;background-color:#000000;font-weight:bold;color:#ffffff;text-align:center;">(W/m²K) </td> <td data-sheets-numberformat='{"1":2,"2":"0","3":1}' data-sheets-value='{"1":2,"2":"(%)"}' style="border-bottom:1px solid #000000;overflow:hidden;padding:0px 3px 0px 3px;vertical-align:bottom;background-color:#000000;font-weight:bold;color:#ffffff;text-align:center;">(%)</td> <td data-sheets-numberformat='{"1":2,"2":"0","3":1}' data-sheets-value='{"1":2,"2":"(%)"}' style="border-bottom:1px solid #000000;overflow:hidden;padding:0px 3px 0px 3px;vertical-align:bottom;background-color:#000000;font-weight:bold;color:#ffffff;text-align:center;">(%)</td> <td data-sheets-value='{"1":2,"2":"(dB)"}' style="border-bottom:1px solid #000000;overflow:hidden;padding:0px 3px 0px 3px;vertical-align:bottom;background-color:#000000;font-weight:bold;color:#ffffff;text-align:center;">(dB)</td> </tr> <tr style="height:20px;"> <td data-sheets-value='{"1":2,"2":"Acrylic"}' style="border-left:1px solid #000000;overflow:hidden;padding:0px 3px 0px 3px;vertical-align:bottom;">Acrylic</td> <td data-sheets-value='{"1":2,"2":"EW"}' style="overflow:hidden;padding:0px 3px 0px 3px;vertical-align:bottom;">EW</td> <td data-sheets-value='{"1":2,"2":"Clear (H)"}' style="overflow:hidden;padding:0px 3px 0px 3px;vertical-align:bottom;">Clear (H)</td> <td data-sheets-numberformat='{"1":2,"2":"0.00","3":1}' data-sheets-value='{"1":3,"3":1.19}' style="overflow:hidden;padding:0px 3px 0px 3px;vertical-align:bottom;text-align:center;">1.19</td> <td data-sheets-numberformat='{"1":2,"2":"0","3":1}' data-sheets-value='{"1":3,"3":36.9}' style="overflow:hidden;padding:0px 3px 0px 3px;vertical-align:bottom;text-align:center;">37</td> <td data-sheets-numberformat='{"1":2,"2":"0","3":1}' data-sheets-value='{"1":3,"3":57.42}' style="overflow:hidden;padding:0px 3px 0px 3px;vertical-align:bottom;text-align:center;">57</td> <td data-sheets-value='{"1":3,"3":24}' style="border-right:1px solid #000000;overflow:hidden;padding:0px 3px 0px 3px;vertical-align:bottom;text-align:center;">24</td> </tr> <tr style="height:20px;"> <td data-sheets-value='{"1":2,"2":"PMMA"}' style="border-left:1px solid #000000;overflow:hidden;padding:0px 3px 0px 3px;vertical-align:bottom;">PMMA</td> <td style="overflow:hidden;padding:0px 3px 0px 3px;vertical-align:bottom;"></td> <td data-sheets-value='{"1":2,"2":"Opal (O)"}' style="overflow:hidden;padding:0px 3px 0px 3px;vertical-align:bottom;">Opal (O)</td> <td data-sheets-numberformat='{"1":2,"2":"0.00","3":1}' data-sheets-value='{"1":3,"3":1.19}' style="overflow:hidden;padding:0px 3px 0px 3px;vertical-align:bottom;text-align:center;">1.19</td> <td data-sheets-numberformat='{"1":2,"2":"0","3":1}' data-sheets-value='{"1":3,"3":34.03}' style="overflow:hidden;padding:0px 3px 0px 3px;vertical-align:bottom;text-align:center;">34</td> <td data-sheets-numberformat='{"1":2,"2":"0","3":1}' data-sheets-value='{"1":3,"3":50.160000000000004}' style="overflow:hidden;padding:0px 3px 0px 3px;vertical-align:bottom;text-align:center;">50</td> <td data-sheets-value='{"1":3,"3":24}' style="border-right:1px solid #000000;overflow:hidden;padding:0px 3px 0px 3px;vertical-align:bottom;text-align:center;">24</td> </tr> <tr style="height:20px;"> <td style="border-left:1px solid #000000;overflow:hidden;padding:0px 3px 0px 3px;vertical-align:bottom;"></td> <td data-sheets-value='{"1":2,"2":"DW"}' style="overflow:hidden;padding:0px 3px 0px 3px;vertical-align:bottom;">DW</td> <td data-sheets-value='{"1":2,"2":"Clear (H/H)"}' style="overflow:hidden;padding:0px 3px 0px 3px;vertical-align:bottom;">Clear (H/H)</td> <td data-sheets-numberformat='{"1":2,"2":"0.00","3":1}' data-sheets-value='{"1":3,"3":0.98}' style="overflow:hidden;padding:0px 3px 0px 3px;vertical-align:bottom;text-align:center;">0.98</td> <td data-sheets-numberformat='{"1":2,"2":"0","3":1}' data-sheets-value='{"1":3,"3":33.21}' style="overflow:hidden;padding:0px 3px 0px 3px;vertical-align:bottom;text-align:center;">33</td> <td data-sheets-numberformat='{"1":2,"2":"0","3":1}' data-sheets-value='{"1":3,"3":49.5}' style="overflow:hidden;padding:0px 3px 0px 3px;vertical-align:bottom;text-align:center;">50</td> <td data-sheets-value='{"1":3,"3":26}' style="border-right:1px solid #000000;overflow:hidden;padding:0px 3px 0px 3px;vertical-align:bottom;text-align:center;">26</td> </tr> <tr style="height:20px;"> <td style="border-bottom:1px solid #000000;border-left:1px solid #000000;overflow:hidden;padding:0px 3px 0px 3px;vertical-align:bottom;"></td> <td style="border-bottom:1px solid #000000;overflow:hidden;padding:0px 3px 0px 3px;vertical-align:bottom;"></td> <td data-sheets-value='{"1":2,"2":"Opal (O/O)"}' style="border-bottom:1px solid #000000;overflow:hidden;padding:0px 3px 0px 3px;vertical-align:bottom;">Opal (O/O)</td> <td data-sheets-numberformat='{"1":2,"2":"0.00","3":1}' data-sheets-value='{"1":3,"3":0.98}' style="border-bottom:1px solid #000000;overflow:hidden;padding:0px 3px 0px 3px;vertical-align:bottom;text-align:center;">0.98</td> <td data-sheets-numberformat='{"1":2,"2":"0","3":1}' data-sheets-value='{"1":3,"3":28.29}' style="border-bottom:1px solid #000000;overflow:hidden;padding:0px 3px 0px 3px;vertical-align:bottom;text-align:center;">28</td> <td data-sheets-numberformat='{"1":2,"2":"0","3":1}' data-sheets-value='{"1":3,"3":38.28}' style="border-bottom:1px solid #000000;overflow:hidden;padding:0px 3px 0px 3px;vertical-align:bottom;text-align:center;">38</td> <td data-sheets-value='{"1":3,"3":26}' style="border-right:1px solid #000000;border-bottom:1px solid #000000;overflow:hidden;padding:0px 3px 0px 3px;vertical-align:bottom;text-align:center;">26</td> </tr> <tr style="height:20px;"> <td data-sheets-value='{"1":2,"2":"Polycarbonate "}' style="border-left:1px solid #000000;overflow:hidden;padding:0px 3px 0px 3px;vertical-align:bottom;">Polycarbonate </td> <td data-sheets-value='{"1":2,"2":"EW"}' style="overflow:hidden;padding:0px 3px 0px 3px;vertical-align:bottom;">EW</td> <td data-sheets-value='{"1":2,"2":"Clear (A)"}' style="overflow:hidden;padding:0px 3px 0px 3px;vertical-align:bottom;">Clear (A)</td> <td data-sheets-numberformat='{"1":2,"2":"0.00","3":1}' data-sheets-value='{"1":3,"3":1.19}' style="overflow:hidden;padding:0px 3px 0px 3px;vertical-align:bottom;text-align:center;">1.19</td> <td data-sheets-numberformat='{"1":2,"2":"0","3":1}' data-sheets-value='{"1":3,"3":36.08}' style="overflow:hidden;padding:0px 3px 0px 3px;vertical-align:bottom;text-align:center;">36</td> <td data-sheets-numberformat='{"1":2,"2":"0","3":1}' data-sheets-value='{"1":3,"3":54.78}' style="overflow:hidden;padding:0px 3px 0px 3px;vertical-align:bottom;text-align:center;">55</td> <td data-sheets-value='{"1":3,"3":24}' style="border-right:1px solid #000000;overflow:hidden;padding:0px 3px 0px 3px;vertical-align:bottom;text-align:center;">24</td> </tr> <tr style="height:20px;"> <td data-sheets-value='{"1":2,"2":"PC"}' style="border-left:1px solid #000000;overflow:hidden;padding:0px 3px 0px 3px;vertical-align:bottom;">PC</td> <td style="overflow:hidden;padding:0px 3px 0px 3px;vertical-align:bottom;"></td> <td data-sheets-value='{"1":2,"2":"Opal (D)"}' style="overflow:hidden;padding:0px 3px 0px 3px;vertical-align:bottom;">Opal (D)</td> <td data-sheets-numberformat='{"1":2,"2":"0.00","3":1}' data-sheets-value='{"1":3,"3":1.19}' style="overflow:hidden;padding:0px 3px 0px 3px;vertical-align:bottom;text-align:center;">1.19</td> <td data-sheets-numberformat='{"1":2,"2":"0","3":1}' data-sheets-value='{"1":3,"3":23.779999999999998}' style="overflow:hidden;padding:0px 3px 0px 3px;vertical-align:bottom;text-align:center;">24</td> <td data-sheets-numberformat='{"1":2,"2":"0","3":1}' data-sheets-value='{"1":3,"3":39.6}' style="overflow:hidden;padding:0px 3px 0px 3px;vertical-align:bottom;text-align:center;">40</td> <td data-sheets-value='{"1":3,"3":24}' style="border-right:1px solid #000000;overflow:hidden;padding:0px 3px 0px 3px;vertical-align:bottom;text-align:center;">24</td> </tr> <tr style="height:20px;"> <td style="border-left:1px solid #000000;overflow:hidden;padding:0px 3px 0px 3px;vertical-align:bottom;"></td> <td data-sheets-value='{"1":2,"2":"DW"}' style="overflow:hidden;padding:0px 3px 0px 3px;vertical-align:bottom;">DW</td> <td data-sheets-value='{"1":2,"2":"Clear (A/H)"}' style="overflow:hidden;padding:0px 3px 0px 3px;vertical-align:bottom;">Clear (A/H)</td> <td data-sheets-numberformat='{"1":2,"2":"0.00","3":1}' data-sheets-value='{"1":3,"3":0.98}' style="overflow:hidden;padding:0px 3px 0px 3px;vertical-align:bottom;text-align:center;">0.98</td> <td data-sheets-numberformat='{"1":2,"2":"0","3":1}' data-sheets-value='{"1":3,"3":32.39}' style="overflow:hidden;padding:0px 3px 0px 3px;vertical-align:bottom;text-align:center;">32</td> <td data-sheets-numberformat='{"1":2,"2":"0","3":1}' data-sheets-value='{"1":3,"3":47.52}' style="overflow:hidden;padding:0px 3px 0px 3px;vertical-align:bottom;text-align:center;">48</td> <td data-sheets-value='{"1":3,"3":26}' style="border-right:1px solid #000000;overflow:hidden;padding:0px 3px 0px 3px;vertical-align:bottom;text-align:center;">26</td> </tr> <tr style="height:20px;"> <td style="border-left:1px solid #000000;overflow:hidden;padding:0px 3px 0px 3px;vertical-align:bottom;"></td> <td style="overflow:hidden;padding:0px 3px 0px 3px;vertical-align:bottom;"></td> <td data-sheets-value='{"1":2,"2":"Clear (A/A)"}' style="overflow:hidden;padding:0px 3px 0px 3px;vertical-align:bottom;">Clear (A/A)</td> <td data-sheets-numberformat='{"1":2,"2":"0.00","3":1}' data-sheets-value='{"1":3,"3":0.98}' style="overflow:hidden;padding:0px 3px 0px 3px;vertical-align:bottom;text-align:center;">0.98</td> <td data-sheets-numberformat='{"1":2,"2":"0","3":1}' data-sheets-value='{"1":3,"3":31.569999999999997}' style="overflow:hidden;padding:0px 3px 0px 3px;vertical-align:bottom;text-align:center;">32</td> <td data-sheets-numberformat='{"1":2,"2":"0","3":1}' data-sheets-value='{"1":3,"3":45.54}' style="overflow:hidden;padding:0px 3px 0px 3px;vertical-align:bottom;text-align:center;">46</td> <td data-sheets-value='{"1":3,"3":26}' style="border-right:1px solid #000000;overflow:hidden;padding:0px 3px 0px 3px;vertical-align:bottom;text-align:center;">26</td> </tr> <tr style="height:20px;"> <td style="border-left:1px solid #000000;overflow:hidden;padding:0px 3px 0px 3px;vertical-align:bottom;"></td> <td style="overflow:hidden;padding:0px 3px 0px 3px;vertical-align:bottom;"></td> <td data-sheets-value='{"1":2,"2":"Opal (A/O)"}' style="overflow:hidden;padding:0px 3px 0px 3px;vertical-align:bottom;">Opal (A/O)</td> <td data-sheets-numberformat='{"1":2,"2":"0.00","3":1}' data-sheets-value='{"1":3,"3":0.98}' style="overflow:hidden;padding:0px 3px 0px 3px;vertical-align:bottom;text-align:center;">0.98</td> <td data-sheets-numberformat='{"1":2,"2":"0","3":1}' data-sheets-value='{"1":3,"3":29.93}' style="overflow:hidden;padding:0px 3px 0px 3px;vertical-align:bottom;text-align:center;">30</td> <td data-sheets-numberformat='{"1":2,"2":"0","3":1}' data-sheets-value='{"1":3,"3":41.580000000000005}' style="overflow:hidden;padding:0px 3px 0px 3px;vertical-align:bottom;text-align:center;">42</td> <td data-sheets-value='{"1":3,"3":26}' style="border-right:1px solid #000000;overflow:hidden;padding:0px 3px 0px 3px;vertical-align:bottom;text-align:center;">26</td> </tr> <tr style="height:20px;"> <td style="border-bottom:1px solid #000000;border-left:1px solid #000000;overflow:hidden;padding:0px 3px 0px 3px;vertical-align:bottom;"></td> <td style="border-bottom:1px solid #000000;overflow:hidden;padding:0px 3px 0px 3px;vertical-align:bottom;"></td> <td data-sheets-value='{"1":2,"2":"Opal (A/D)"}' style="border-bottom:1px solid #000000;overflow:hidden;padding:0px 3px 0px 3px;vertical-align:bottom;">Opal (A/D)</td> <td data-sheets-numberformat='{"1":2,"2":"0.00","3":1}' data-sheets-value='{"1":3,"3":0.98}' style="border-bottom:1px solid #000000;overflow:hidden;padding:0px 3px 0px 3px;vertical-align:bottom;text-align:center;">0.98</td> <td data-sheets-numberformat='{"1":2,"2":"0","3":1}' data-sheets-value='{"1":3,"3":20.91}' style="border-bottom:1px solid #000000;overflow:hidden;padding:0px 3px 0px 3px;vertical-align:bottom;text-align:center;">21</td> <td data-sheets-numberformat='{"1":2,"2":"0","3":1}' data-sheets-value='{"1":3,"3":33}' style="border-bottom:1px solid #000000;overflow:hidden;padding:0px 3px 0px 3px;vertical-align:bottom;text-align:center;">33</td> <td data-sheets-value='{"1":3,"3":26}' style="border-right:1px solid #000000;border-bottom:1px solid #000000;overflow:hidden;padding:0px 3px 0px 3px;vertical-align:bottom;text-align:center;">26</td> </tr> <tr style="height:20px;"> <td data-sheets-value='{"1":2,"2":"Polycarbonate"}' style="border-left:1px solid #000000;overflow:hidden;padding:0px 3px 0px 3px;vertical-align:bottom;">Polycarbonate</td> <td data-sheets-value='{"1":2,"2":"EW"}' style="overflow:hidden;padding:0px 3px 0px 3px;vertical-align:bottom;">EW</td> <td data-sheets-value='{"1":2,"2":"Heatstop Opal (T)"}' style="overflow:hidden;padding:0px 3px 0px 3px;vertical-align:bottom;">Heatstop Opal (T)</td> <td data-sheets-numberformat='{"1":2,"2":"0.00","3":1}' data-sheets-value='{"1":3,"3":1.19}' style="overflow:hidden;padding:0px 3px 0px 3px;vertical-align:bottom;text-align:center;">1.19</td> <td data-sheets-numberformat='{"1":2,"2":"0","3":1}' data-sheets-value='{"1":3,"3":20.09}' style="overflow:hidden;padding:0px 3px 0px 3px;vertical-align:bottom;text-align:center;">20</td> <td data-sheets-numberformat='{"1":2,"2":"0","3":1}' data-sheets-value='{"1":3,"3":38.940000000000005}' style="overflow:hidden;padding:0px 3px 0px 3px;vertical-align:bottom;text-align:center;">39</td> <td data-sheets-value='{"1":3,"3":24}' style="border-right:1px solid #000000;overflow:hidden;padding:0px 3px 0px 3px;vertical-align:bottom;text-align:center;">24</td> </tr> <tr style="height:20px;"> <td data-sheets-value='{"1":2,"2":"Heatstop PC"}' style="border-left:1px solid #000000;overflow:hidden;padding:0px 3px 0px 3px;vertical-align:bottom;">Heatstop PC</td> <td data-sheets-value='{"1":2,"2":"DW"}' style="overflow:hidden;padding:0px 3px 0px 3px;vertical-align:bottom;">DW</td> <td data-sheets-value='{"1":2,"2":"Clear (T/H)"}' style="overflow:hidden;padding:0px 3px 0px 3px;vertical-align:bottom;">Clear (T/H)</td> <td data-sheets-numberformat='{"1":2,"2":"0.00","3":1}' data-sheets-value='{"1":3,"3":0.98}' style="overflow:hidden;padding:0px 3px 0px 3px;vertical-align:bottom;text-align:center;">0.98</td> <td data-sheets-numberformat='{"1":2,"2":"0","3":1}' data-sheets-value='{"1":3,"3":18.04}' style="overflow:hidden;padding:0px 3px 0px 3px;vertical-align:bottom;text-align:center;">18</td> <td data-sheets-numberformat='{"1":2,"2":"0","3":1}' data-sheets-value='{"1":3,"3":33.660000000000004}' style="overflow:hidden;padding:0px 3px 0px 3px;vertical-align:bottom;text-align:center;">34</td> <td data-sheets-value='{"1":3,"3":26}' style="border-right:1px solid #000000;overflow:hidden;padding:0px 3px 0px 3px;vertical-align:bottom;text-align:center;">26</td> </tr> <tr style="height:20px;"> <td style="border-bottom:1px solid #000000;border-left:1px solid #000000;overflow:hidden;padding:0px 3px 0px 3px;vertical-align:bottom;"></td> <td style="border-bottom:1px solid #000000;overflow:hidden;padding:0px 3px 0px 3px;vertical-align:bottom;"></td> <td data-sheets-value='{"1":2,"2":"Opal (T/O)"}' style="border-bottom:1px solid #000000;overflow:hidden;padding:0px 3px 0px 3px;vertical-align:bottom;">Opal (T/O)</td> <td data-sheets-numberformat='{"1":2,"2":"0.00","3":1}' data-sheets-value='{"1":3,"3":0.98}' style="border-bottom:1px solid #000000;overflow:hidden;padding:0px 3px 0px 3px;vertical-align:bottom;text-align:center;">0.98</td> <td data-sheets-numberformat='{"1":2,"2":"0","3":1}' data-sheets-value='{"1":3,"3":16.81}' style="border-bottom:1px solid #000000;overflow:hidden;padding:0px 3px 0px 3px;vertical-align:bottom;text-align:center;">17</td> <td data-sheets-numberformat='{"1":2,"2":"0","3":1}' data-sheets-value='{"1":3,"3":29.700000000000003}' style="border-bottom:1px solid #000000;overflow:hidden;padding:0px 3px 0px 3px;vertical-align:bottom;text-align:center;">30</td> <td data-sheets-value='{"1":3,"3":26}' style="border-right:1px solid #000000;border-bottom:1px solid #000000;overflow:hidden;padding:0px 3px 0px 3px;vertical-align:bottom;text-align:center;">26</td> </tr> </tbody></table> | skylux-160-ce-met-koepel-en-polyester-opstand-30-20-met-lm-motor-en-pvc-raam-type-ep25-1300-x-1600-mm | 8586012098893 | 46872310219085
Smoke and heat exhaust (SHEV) | SHE system | Skylux | Skylux 160° CE with skylight and polyester curb 30/20 with LM-actuator and PVC frame type EP25 1300 x 1900 mm |  | 50732 | 5412970507321 | 6659.85 | Yes | 30-45 | 98.61 | 1300 x 1900 mm | 1900 | 1300 |  | polyester 30/20 (30 cm high & roof opening = 20 cm larger than daylight size) | Rectangular | 1.19 W/m²K - 0.98 W/m²K | 57% - 30% | 37% - 17% | 24dB - 26dB | 160° CE (for industry) | PVC frame EP25 | without spoiler | E | Single actuator | Maximum double-walled skylight possible for this product | Ut-value LT-value g-value Rw-value EN 1873 : 2014 EN ISO 13468 EN 16153 EN 410 EN 410 EN ISO 140-3 Material Walls Shells (W/m²K) (%) (%) (dB) Acrylic EW Clear (H) 1.19 37 57 24 PMMA Opal (O) 1.19 34 50 24 DW Clear (H/H) 0.98 33 50 26 Opal (O/O) 0.98 28 38 26 Polycarbonate EW Clear (A) 1.19 36 55 24 PC Opal (D) 1.19 24 40 24 DW Clear (A/H) 0.98 32 48 26 Clear (A/A) 0.98 32 46 26 Opal (A/O) 0.98 30 42 26 Opal (A/D) 0.98 21 33 26 Polycarbonate EW Heatstop Opal (T) 1.19 20 39 24 Heatstop PC DW Clear (T/H) 0.98 18 34 26 Opal (T/O) 0.98 17 30 26 | https://skylux.eu/en/products/skylux-160-ce-met-koepel-en-polyester-opstand-30-20-met-lm-motor-en-pvc-raam-type-ep25-1300-x-1900-mm | https://skylux.eu/cdn/shop/files/Skylux-160deg-CE-met-koepel-en-polyester-opstand-3020-met-LM-motor-en-pvc-raam-type-EP25-1300-x-1900-mm-RWA-systeem.jpg?v=1702978097&width=1600 | https://skylux.eu/cdn/shop/files/e5a82811-1bb0-48e4-a776-cacb59c7c092_30275a7c-d4bc-4be6-ac49-5b95b34be83f.jpg?v=1688550549&width=1600 | //skylux.eu/cdn/shop/files/E_MH_Mounting_instructions_Skylux_160_CE_LM.pdf?v=12406716259046007223 | //skylux.eu/cdn/shop/files/E_TD_Technical_File_Skylux_Skylux_160_CE_Electric.pdf?v=3667116872303399239 | <style type="text/css" id="isPasted"><!--td {border: 1px solid #cccccc;}br {mso-data-placement:same-cell;}--></style><table border="1" cellpadding="0" cellspacing="0" dir="ltr" style="table-layout:fixed;font-size:10pt;font-family:Arial;border-collapse:collapse;border:none;"><tbody> <tr style="height:20px;"> <td style="overflow:hidden;padding:0px 3px 0px 3px;vertical-align:bottom;"></td> <td style="overflow:hidden;padding:0px 3px 0px 3px;vertical-align:bottom;"></td> <td style="overflow:hidden;padding:0px 3px 0px 3px;vertical-align:bottom;"></td> <td data-sheets-value='{"1":2,"2":"Ut-value"}' style="overflow:hidden;padding:0px 3px 0px 3px;vertical-align:bottom;font-weight:bold;text-align:center;">Ut-value</td> <td data-sheets-value='{"1":2,"2":"LT-value"}' style="overflow:hidden;padding:0px 3px 0px 3px;vertical-align:bottom;font-weight:bold;text-align:center;">LT-value</td> <td data-sheets-value='{"1":2,"2":"g-value"}' style="overflow:hidden;padding:0px 3px 0px 3px;vertical-align:bottom;font-weight:bold;text-align:center;">g-value</td> <td data-sheets-value='{"1":2,"2":"Rw-value "}' style="overflow:hidden;padding:0px 3px 0px 3px;vertical-align:bottom;font-weight:bold;text-align:center;">Rw-value </td> </tr> <tr style="height:20px;"> <td style="overflow:hidden;padding:0px 3px 0px 3px;vertical-align:bottom;"></td> <td style="overflow:hidden;padding:0px 3px 0px 3px;vertical-align:bottom;"></td> <td style="overflow:hidden;padding:0px 3px 0px 3px;vertical-align:bottom;"></td> <td data-sheets-numberformat='{"1":2,"2":"0.00","3":1}' data-sheets-value='{"1":2,"2":"EN 1873 : 2014"}' style="overflow:hidden;padding:0px 3px 0px 3px;vertical-align:bottom;text-align:center;">EN 1873 : 2014</td> <td data-sheets-numberformat='{"1":2,"2":"0","3":1}' data-sheets-value='{"1":2,"2":"EN ISO 13468 EN 16153 EN 410"}' style="overflow:hidden;padding:0px 3px 0px 3px;vertical-align:bottom;text-align:center;">EN ISO 13468 EN 16153 EN 410</td> <td data-sheets-numberformat='{"1":2,"2":"0","3":1}' data-sheets-value='{"1":2,"2":"EN 410"}' style="overflow:hidden;padding:0px 3px 0px 3px;vertical-align:bottom;text-align:center;">EN 410</td> <td data-sheets-value='{"1":2,"2":"EN ISO 140-3\t\t"}' style="overflow:hidden;padding:0px 3px 0px 3px;vertical-align:bottom;text-align:center;">EN ISO 140-3 </td> </tr> <tr style="height:20px;"> <td data-sheets-value='{"1":2,"2":"Material"}' style="border-bottom:1px solid #000000;overflow:hidden;padding:0px 3px 0px 3px;vertical-align:bottom;background-color:#000000;font-weight:bold;color:#ffffff;">Material</td> <td data-sheets-value='{"1":2,"2":"Walls"}' style="border-bottom:1px solid #000000;overflow:hidden;padding:0px 3px 0px 3px;vertical-align:bottom;background-color:#000000;font-weight:bold;color:#ffffff;">Walls</td> <td data-sheets-value='{"1":2,"2":"Shells"}' style="border-bottom:1px solid #000000;overflow:hidden;padding:0px 3px 0px 3px;vertical-align:bottom;background-color:#000000;font-weight:bold;color:#ffffff;">Shells</td> <td data-sheets-numberformat='{"1":2,"2":"0.00","3":1}' data-sheets-value='{"1":2,"2":"(W/m²K)\t"}' style="border-bottom:1px solid #000000;overflow:hidden;padding:0px 3px 0px 3px;vertical-align:bottom;background-color:#000000;font-weight:bold;color:#ffffff;text-align:center;">(W/m²K) </td> <td data-sheets-numberformat='{"1":2,"2":"0","3":1}' data-sheets-value='{"1":2,"2":"(%)"}' style="border-bottom:1px solid #000000;overflow:hidden;padding:0px 3px 0px 3px;vertical-align:bottom;background-color:#000000;font-weight:bold;color:#ffffff;text-align:center;">(%)</td> <td data-sheets-numberformat='{"1":2,"2":"0","3":1}' data-sheets-value='{"1":2,"2":"(%)"}' style="border-bottom:1px solid #000000;overflow:hidden;padding:0px 3px 0px 3px;vertical-align:bottom;background-color:#000000;font-weight:bold;color:#ffffff;text-align:center;">(%)</td> <td data-sheets-value='{"1":2,"2":"(dB)"}' style="border-bottom:1px solid #000000;overflow:hidden;padding:0px 3px 0px 3px;vertical-align:bottom;background-color:#000000;font-weight:bold;color:#ffffff;text-align:center;">(dB)</td> </tr> <tr style="height:20px;"> <td data-sheets-value='{"1":2,"2":"Acrylic"}' style="border-left:1px solid #000000;overflow:hidden;padding:0px 3px 0px 3px;vertical-align:bottom;">Acrylic</td> <td data-sheets-value='{"1":2,"2":"EW"}' style="overflow:hidden;padding:0px 3px 0px 3px;vertical-align:bottom;">EW</td> <td data-sheets-value='{"1":2,"2":"Clear (H)"}' style="overflow:hidden;padding:0px 3px 0px 3px;vertical-align:bottom;">Clear (H)</td> <td data-sheets-numberformat='{"1":2,"2":"0.00","3":1}' data-sheets-value='{"1":3,"3":1.19}' style="overflow:hidden;padding:0px 3px 0px 3px;vertical-align:bottom;text-align:center;">1.19</td> <td data-sheets-numberformat='{"1":2,"2":"0","3":1}' data-sheets-value='{"1":3,"3":36.9}' style="overflow:hidden;padding:0px 3px 0px 3px;vertical-align:bottom;text-align:center;">37</td> <td data-sheets-numberformat='{"1":2,"2":"0","3":1}' data-sheets-value='{"1":3,"3":57.42}' style="overflow:hidden;padding:0px 3px 0px 3px;vertical-align:bottom;text-align:center;">57</td> <td data-sheets-value='{"1":3,"3":24}' style="border-right:1px solid #000000;overflow:hidden;padding:0px 3px 0px 3px;vertical-align:bottom;text-align:center;">24</td> </tr> <tr style="height:20px;"> <td data-sheets-value='{"1":2,"2":"PMMA"}' style="border-left:1px solid #000000;overflow:hidden;padding:0px 3px 0px 3px;vertical-align:bottom;">PMMA</td> <td style="overflow:hidden;padding:0px 3px 0px 3px;vertical-align:bottom;"></td> <td data-sheets-value='{"1":2,"2":"Opal (O)"}' style="overflow:hidden;padding:0px 3px 0px 3px;vertical-align:bottom;">Opal (O)</td> <td data-sheets-numberformat='{"1":2,"2":"0.00","3":1}' data-sheets-value='{"1":3,"3":1.19}' style="overflow:hidden;padding:0px 3px 0px 3px;vertical-align:bottom;text-align:center;">1.19</td> <td data-sheets-numberformat='{"1":2,"2":"0","3":1}' data-sheets-value='{"1":3,"3":34.03}' style="overflow:hidden;padding:0px 3px 0px 3px;vertical-align:bottom;text-align:center;">34</td> <td data-sheets-numberformat='{"1":2,"2":"0","3":1}' data-sheets-value='{"1":3,"3":50.160000000000004}' style="overflow:hidden;padding:0px 3px 0px 3px;vertical-align:bottom;text-align:center;">50</td> <td data-sheets-value='{"1":3,"3":24}' style="border-right:1px solid #000000;overflow:hidden;padding:0px 3px 0px 3px;vertical-align:bottom;text-align:center;">24</td> </tr> <tr style="height:20px;"> <td style="border-left:1px solid #000000;overflow:hidden;padding:0px 3px 0px 3px;vertical-align:bottom;"></td> <td data-sheets-value='{"1":2,"2":"DW"}' style="overflow:hidden;padding:0px 3px 0px 3px;vertical-align:bottom;">DW</td> <td data-sheets-value='{"1":2,"2":"Clear (H/H)"}' style="overflow:hidden;padding:0px 3px 0px 3px;vertical-align:bottom;">Clear (H/H)</td> <td data-sheets-numberformat='{"1":2,"2":"0.00","3":1}' data-sheets-value='{"1":3,"3":0.98}' style="overflow:hidden;padding:0px 3px 0px 3px;vertical-align:bottom;text-align:center;">0.98</td> <td data-sheets-numberformat='{"1":2,"2":"0","3":1}' data-sheets-value='{"1":3,"3":33.21}' style="overflow:hidden;padding:0px 3px 0px 3px;vertical-align:bottom;text-align:center;">33</td> <td data-sheets-numberformat='{"1":2,"2":"0","3":1}' data-sheets-value='{"1":3,"3":49.5}' style="overflow:hidden;padding:0px 3px 0px 3px;vertical-align:bottom;text-align:center;">50</td> <td data-sheets-value='{"1":3,"3":26}' style="border-right:1px solid #000000;overflow:hidden;padding:0px 3px 0px 3px;vertical-align:bottom;text-align:center;">26</td> </tr> <tr style="height:20px;"> <td style="border-bottom:1px solid #000000;border-left:1px solid #000000;overflow:hidden;padding:0px 3px 0px 3px;vertical-align:bottom;"></td> <td style="border-bottom:1px solid #000000;overflow:hidden;padding:0px 3px 0px 3px;vertical-align:bottom;"></td> <td data-sheets-value='{"1":2,"2":"Opal (O/O)"}' style="border-bottom:1px solid #000000;overflow:hidden;padding:0px 3px 0px 3px;vertical-align:bottom;">Opal (O/O)</td> <td data-sheets-numberformat='{"1":2,"2":"0.00","3":1}' data-sheets-value='{"1":3,"3":0.98}' style="border-bottom:1px solid #000000;overflow:hidden;padding:0px 3px 0px 3px;vertical-align:bottom;text-align:center;">0.98</td> <td data-sheets-numberformat='{"1":2,"2":"0","3":1}' data-sheets-value='{"1":3,"3":28.29}' style="border-bottom:1px solid #000000;overflow:hidden;padding:0px 3px 0px 3px;vertical-align:bottom;text-align:center;">28</td> <td data-sheets-numberformat='{"1":2,"2":"0","3":1}' data-sheets-value='{"1":3,"3":38.28}' style="border-bottom:1px solid #000000;overflow:hidden;padding:0px 3px 0px 3px;vertical-align:bottom;text-align:center;">38</td> <td data-sheets-value='{"1":3,"3":26}' style="border-right:1px solid #000000;border-bottom:1px solid #000000;overflow:hidden;padding:0px 3px 0px 3px;vertical-align:bottom;text-align:center;">26</td> </tr> <tr style="height:20px;"> <td data-sheets-value='{"1":2,"2":"Polycarbonate "}' style="border-left:1px solid #000000;overflow:hidden;padding:0px 3px 0px 3px;vertical-align:bottom;">Polycarbonate </td> <td data-sheets-value='{"1":2,"2":"EW"}' style="overflow:hidden;padding:0px 3px 0px 3px;vertical-align:bottom;">EW</td> <td data-sheets-value='{"1":2,"2":"Clear (A)"}' style="overflow:hidden;padding:0px 3px 0px 3px;vertical-align:bottom;">Clear (A)</td> <td data-sheets-numberformat='{"1":2,"2":"0.00","3":1}' data-sheets-value='{"1":3,"3":1.19}' style="overflow:hidden;padding:0px 3px 0px 3px;vertical-align:bottom;text-align:center;">1.19</td> <td data-sheets-numberformat='{"1":2,"2":"0","3":1}' data-sheets-value='{"1":3,"3":36.08}' style="overflow:hidden;padding:0px 3px 0px 3px;vertical-align:bottom;text-align:center;">36</td> <td data-sheets-numberformat='{"1":2,"2":"0","3":1}' data-sheets-value='{"1":3,"3":54.78}' style="overflow:hidden;padding:0px 3px 0px 3px;vertical-align:bottom;text-align:center;">55</td> <td data-sheets-value='{"1":3,"3":24}' style="border-right:1px solid #000000;overflow:hidden;padding:0px 3px 0px 3px;vertical-align:bottom;text-align:center;">24</td> </tr> <tr style="height:20px;"> <td data-sheets-value='{"1":2,"2":"PC"}' style="border-left:1px solid #000000;overflow:hidden;padding:0px 3px 0px 3px;vertical-align:bottom;">PC</td> <td style="overflow:hidden;padding:0px 3px 0px 3px;vertical-align:bottom;"></td> <td data-sheets-value='{"1":2,"2":"Opal (D)"}' style="overflow:hidden;padding:0px 3px 0px 3px;vertical-align:bottom;">Opal (D)</td> <td data-sheets-numberformat='{"1":2,"2":"0.00","3":1}' data-sheets-value='{"1":3,"3":1.19}' style="overflow:hidden;padding:0px 3px 0px 3px;vertical-align:bottom;text-align:center;">1.19</td> <td data-sheets-numberformat='{"1":2,"2":"0","3":1}' data-sheets-value='{"1":3,"3":23.779999999999998}' style="overflow:hidden;padding:0px 3px 0px 3px;vertical-align:bottom;text-align:center;">24</td> <td data-sheets-numberformat='{"1":2,"2":"0","3":1}' data-sheets-value='{"1":3,"3":39.6}' style="overflow:hidden;padding:0px 3px 0px 3px;vertical-align:bottom;text-align:center;">40</td> <td data-sheets-value='{"1":3,"3":24}' style="border-right:1px solid #000000;overflow:hidden;padding:0px 3px 0px 3px;vertical-align:bottom;text-align:center;">24</td> </tr> <tr style="height:20px;"> <td style="border-left:1px solid #000000;overflow:hidden;padding:0px 3px 0px 3px;vertical-align:bottom;"></td> <td data-sheets-value='{"1":2,"2":"DW"}' style="overflow:hidden;padding:0px 3px 0px 3px;vertical-align:bottom;">DW</td> <td data-sheets-value='{"1":2,"2":"Clear (A/H)"}' style="overflow:hidden;padding:0px 3px 0px 3px;vertical-align:bottom;">Clear (A/H)</td> <td data-sheets-numberformat='{"1":2,"2":"0.00","3":1}' data-sheets-value='{"1":3,"3":0.98}' style="overflow:hidden;padding:0px 3px 0px 3px;vertical-align:bottom;text-align:center;">0.98</td> <td data-sheets-numberformat='{"1":2,"2":"0","3":1}' data-sheets-value='{"1":3,"3":32.39}' style="overflow:hidden;padding:0px 3px 0px 3px;vertical-align:bottom;text-align:center;">32</td> <td data-sheets-numberformat='{"1":2,"2":"0","3":1}' data-sheets-value='{"1":3,"3":47.52}' style="overflow:hidden;padding:0px 3px 0px 3px;vertical-align:bottom;text-align:center;">48</td> <td data-sheets-value='{"1":3,"3":26}' style="border-right:1px solid #000000;overflow:hidden;padding:0px 3px 0px 3px;vertical-align:bottom;text-align:center;">26</td> </tr> <tr style="height:20px;"> <td style="border-left:1px solid #000000;overflow:hidden;padding:0px 3px 0px 3px;vertical-align:bottom;"></td> <td style="overflow:hidden;padding:0px 3px 0px 3px;vertical-align:bottom;"></td> <td data-sheets-value='{"1":2,"2":"Clear (A/A)"}' style="overflow:hidden;padding:0px 3px 0px 3px;vertical-align:bottom;">Clear (A/A)</td> <td data-sheets-numberformat='{"1":2,"2":"0.00","3":1}' data-sheets-value='{"1":3,"3":0.98}' style="overflow:hidden;padding:0px 3px 0px 3px;vertical-align:bottom;text-align:center;">0.98</td> <td data-sheets-numberformat='{"1":2,"2":"0","3":1}' data-sheets-value='{"1":3,"3":31.569999999999997}' style="overflow:hidden;padding:0px 3px 0px 3px;vertical-align:bottom;text-align:center;">32</td> <td data-sheets-numberformat='{"1":2,"2":"0","3":1}' data-sheets-value='{"1":3,"3":45.54}' style="overflow:hidden;padding:0px 3px 0px 3px;vertical-align:bottom;text-align:center;">46</td> <td data-sheets-value='{"1":3,"3":26}' style="border-right:1px solid #000000;overflow:hidden;padding:0px 3px 0px 3px;vertical-align:bottom;text-align:center;">26</td> </tr> <tr style="height:20px;"> <td style="border-left:1px solid #000000;overflow:hidden;padding:0px 3px 0px 3px;vertical-align:bottom;"></td> <td style="overflow:hidden;padding:0px 3px 0px 3px;vertical-align:bottom;"></td> <td data-sheets-value='{"1":2,"2":"Opal (A/O)"}' style="overflow:hidden;padding:0px 3px 0px 3px;vertical-align:bottom;">Opal (A/O)</td> <td data-sheets-numberformat='{"1":2,"2":"0.00","3":1}' data-sheets-value='{"1":3,"3":0.98}' style="overflow:hidden;padding:0px 3px 0px 3px;vertical-align:bottom;text-align:center;">0.98</td> <td data-sheets-numberformat='{"1":2,"2":"0","3":1}' data-sheets-value='{"1":3,"3":29.93}' style="overflow:hidden;padding:0px 3px 0px 3px;vertical-align:bottom;text-align:center;">30</td> <td data-sheets-numberformat='{"1":2,"2":"0","3":1}' data-sheets-value='{"1":3,"3":41.580000000000005}' style="overflow:hidden;padding:0px 3px 0px 3px;vertical-align:bottom;text-align:center;">42</td> <td data-sheets-value='{"1":3,"3":26}' style="border-right:1px solid #000000;overflow:hidden;padding:0px 3px 0px 3px;vertical-align:bottom;text-align:center;">26</td> </tr> <tr style="height:20px;"> <td style="border-bottom:1px solid #000000;border-left:1px solid #000000;overflow:hidden;padding:0px 3px 0px 3px;vertical-align:bottom;"></td> <td style="border-bottom:1px solid #000000;overflow:hidden;padding:0px 3px 0px 3px;vertical-align:bottom;"></td> <td data-sheets-value='{"1":2,"2":"Opal (A/D)"}' style="border-bottom:1px solid #000000;overflow:hidden;padding:0px 3px 0px 3px;vertical-align:bottom;">Opal (A/D)</td> <td data-sheets-numberformat='{"1":2,"2":"0.00","3":1}' data-sheets-value='{"1":3,"3":0.98}' style="border-bottom:1px solid #000000;overflow:hidden;padding:0px 3px 0px 3px;vertical-align:bottom;text-align:center;">0.98</td> <td data-sheets-numberformat='{"1":2,"2":"0","3":1}' data-sheets-value='{"1":3,"3":20.91}' style="border-bottom:1px solid #000000;overflow:hidden;padding:0px 3px 0px 3px;vertical-align:bottom;text-align:center;">21</td> <td data-sheets-numberformat='{"1":2,"2":"0","3":1}' data-sheets-value='{"1":3,"3":33}' style="border-bottom:1px solid #000000;overflow:hidden;padding:0px 3px 0px 3px;vertical-align:bottom;text-align:center;">33</td> <td data-sheets-value='{"1":3,"3":26}' style="border-right:1px solid #000000;border-bottom:1px solid #000000;overflow:hidden;padding:0px 3px 0px 3px;vertical-align:bottom;text-align:center;">26</td> </tr> <tr style="height:20px;"> <td data-sheets-value='{"1":2,"2":"Polycarbonate"}' style="border-left:1px solid #000000;overflow:hidden;padding:0px 3px 0px 3px;vertical-align:bottom;">Polycarbonate</td> <td data-sheets-value='{"1":2,"2":"EW"}' style="overflow:hidden;padding:0px 3px 0px 3px;vertical-align:bottom;">EW</td> <td data-sheets-value='{"1":2,"2":"Heatstop Opal (T)"}' style="overflow:hidden;padding:0px 3px 0px 3px;vertical-align:bottom;">Heatstop Opal (T)</td> <td data-sheets-numberformat='{"1":2,"2":"0.00","3":1}' data-sheets-value='{"1":3,"3":1.19}' style="overflow:hidden;padding:0px 3px 0px 3px;vertical-align:bottom;text-align:center;">1.19</td> <td data-sheets-numberformat='{"1":2,"2":"0","3":1}' data-sheets-value='{"1":3,"3":20.09}' style="overflow:hidden;padding:0px 3px 0px 3px;vertical-align:bottom;text-align:center;">20</td> <td data-sheets-numberformat='{"1":2,"2":"0","3":1}' data-sheets-value='{"1":3,"3":38.940000000000005}' style="overflow:hidden;padding:0px 3px 0px 3px;vertical-align:bottom;text-align:center;">39</td> <td data-sheets-value='{"1":3,"3":24}' style="border-right:1px solid #000000;overflow:hidden;padding:0px 3px 0px 3px;vertical-align:bottom;text-align:center;">24</td> </tr> <tr style="height:20px;"> <td data-sheets-value='{"1":2,"2":"Heatstop PC"}' style="border-left:1px solid #000000;overflow:hidden;padding:0px 3px 0px 3px;vertical-align:bottom;">Heatstop PC</td> <td data-sheets-value='{"1":2,"2":"DW"}' style="overflow:hidden;padding:0px 3px 0px 3px;vertical-align:bottom;">DW</td> <td data-sheets-value='{"1":2,"2":"Clear (T/H)"}' style="overflow:hidden;padding:0px 3px 0px 3px;vertical-align:bottom;">Clear (T/H)</td> <td data-sheets-numberformat='{"1":2,"2":"0.00","3":1}' data-sheets-value='{"1":3,"3":0.98}' style="overflow:hidden;padding:0px 3px 0px 3px;vertical-align:bottom;text-align:center;">0.98</td> <td data-sheets-numberformat='{"1":2,"2":"0","3":1}' data-sheets-value='{"1":3,"3":18.04}' style="overflow:hidden;padding:0px 3px 0px 3px;vertical-align:bottom;text-align:center;">18</td> <td data-sheets-numberformat='{"1":2,"2":"0","3":1}' data-sheets-value='{"1":3,"3":33.660000000000004}' style="overflow:hidden;padding:0px 3px 0px 3px;vertical-align:bottom;text-align:center;">34</td> <td data-sheets-value='{"1":3,"3":26}' style="border-right:1px solid #000000;overflow:hidden;padding:0px 3px 0px 3px;vertical-align:bottom;text-align:center;">26</td> </tr> <tr style="height:20px;"> <td style="border-bottom:1px solid #000000;border-left:1px solid #000000;overflow:hidden;padding:0px 3px 0px 3px;vertical-align:bottom;"></td> <td style="border-bottom:1px solid #000000;overflow:hidden;padding:0px 3px 0px 3px;vertical-align:bottom;"></td> <td data-sheets-value='{"1":2,"2":"Opal (T/O)"}' style="border-bottom:1px solid #000000;overflow:hidden;padding:0px 3px 0px 3px;vertical-align:bottom;">Opal (T/O)</td> <td data-sheets-numberformat='{"1":2,"2":"0.00","3":1}' data-sheets-value='{"1":3,"3":0.98}' style="border-bottom:1px solid #000000;overflow:hidden;padding:0px 3px 0px 3px;vertical-align:bottom;text-align:center;">0.98</td> <td data-sheets-numberformat='{"1":2,"2":"0","3":1}' data-sheets-value='{"1":3,"3":16.81}' style="border-bottom:1px solid #000000;overflow:hidden;padding:0px 3px 0px 3px;vertical-align:bottom;text-align:center;">17</td> <td data-sheets-numberformat='{"1":2,"2":"0","3":1}' data-sheets-value='{"1":3,"3":29.700000000000003}' style="border-bottom:1px solid #000000;overflow:hidden;padding:0px 3px 0px 3px;vertical-align:bottom;text-align:center;">30</td> <td data-sheets-value='{"1":3,"3":26}' style="border-right:1px solid #000000;border-bottom:1px solid #000000;overflow:hidden;padding:0px 3px 0px 3px;vertical-align:bottom;text-align:center;">26</td> </tr> </tbody></table> | skylux-160-ce-met-koepel-en-polyester-opstand-30-20-met-lm-motor-en-pvc-raam-type-ep25-1300-x-1900-mm | 8586012164429 | 46872310317389
Smoke and heat exhaust (SHEV) | SHE system | Skylux | Skylux 160° CE with skylight and polyester curb 30/20 with LM-actuator and PVC frame type EP25 1300 x 2200 mm |  | 50733 | 5412970507338 | 6978.1 | Yes | 30-45 | 107.55 | 1300 x 2200 mm | 2200 | 1300 |  | polyester 30/20 (30 cm high & roof opening = 20 cm larger than daylight size) | Rectangular | 1.19 W/m²K - 0.98 W/m²K | 57% - 30% | 37% - 17% | 24dB - 26dB | 160° CE (for industry) | PVC frame EP25 | without spoiler | E | Single actuator | Maximum double-walled skylight possible for this product | Ut-value LT-value g-value Rw-value EN 1873 : 2014 EN ISO 13468 EN 16153 EN 410 EN 410 EN ISO 140-3 Material Walls Shells (W/m²K) (%) (%) (dB) Acrylic EW Clear (H) 1.19 37 57 24 PMMA Opal (O) 1.19 34 50 24 DW Clear (H/H) 0.98 33 50 26 Opal (O/O) 0.98 28 38 26 Polycarbonate EW Clear (A) 1.19 36 55 24 PC Opal (D) 1.19 24 40 24 DW Clear (A/H) 0.98 32 48 26 Clear (A/A) 0.98 32 46 26 Opal (A/O) 0.98 30 42 26 Opal (A/D) 0.98 21 33 26 Polycarbonate EW Heatstop Opal (T) 1.19 20 39 24 Heatstop PC DW Clear (T/H) 0.98 18 34 26 Opal (T/O) 0.98 17 30 26 | https://skylux.eu/en/products/skylux-160-ce-met-koepel-en-polyester-opstand-30-20-met-lm-motor-en-pvc-raam-type-ep25-1300-x-2200-mm | https://skylux.eu/cdn/shop/files/Skylux-160deg-CE-met-koepel-en-polyester-opstand-3020-met-LM-motor-en-pvc-raam-type-EP25-1300-x-2200-mm-RWA-systeem.jpg?v=1702978103&width=1600 | https://skylux.eu/cdn/shop/files/e5a82811-1bb0-48e4-a776-cacb59c7c092_79e89e5e-3ba1-4f6c-8f00-8969bfacad2d.jpg?v=1688550550&width=1600 | //skylux.eu/cdn/shop/files/E_MH_Mounting_instructions_Skylux_160_CE_LM.pdf?v=12406716259046007223 | //skylux.eu/cdn/shop/files/E_TD_Technical_File_Skylux_Skylux_160_CE_Electric.pdf?v=3667116872303399239 | <style type="text/css" id="isPasted"><!--td {border: 1px solid #cccccc;}br {mso-data-placement:same-cell;}--></style><table border="1" cellpadding="0" cellspacing="0" dir="ltr" style="table-layout:fixed;font-size:10pt;font-family:Arial;border-collapse:collapse;border:none;"><tbody> <tr style="height:20px;"> <td style="overflow:hidden;padding:0px 3px 0px 3px;vertical-align:bottom;"></td> <td style="overflow:hidden;padding:0px 3px 0px 3px;vertical-align:bottom;"></td> <td style="overflow:hidden;padding:0px 3px 0px 3px;vertical-align:bottom;"></td> <td data-sheets-value='{"1":2,"2":"Ut-value"}' style="overflow:hidden;padding:0px 3px 0px 3px;vertical-align:bottom;font-weight:bold;text-align:center;">Ut-value</td> <td data-sheets-value='{"1":2,"2":"LT-value"}' style="overflow:hidden;padding:0px 3px 0px 3px;vertical-align:bottom;font-weight:bold;text-align:center;">LT-value</td> <td data-sheets-value='{"1":2,"2":"g-value"}' style="overflow:hidden;padding:0px 3px 0px 3px;vertical-align:bottom;font-weight:bold;text-align:center;">g-value</td> <td data-sheets-value='{"1":2,"2":"Rw-value "}' style="overflow:hidden;padding:0px 3px 0px 3px;vertical-align:bottom;font-weight:bold;text-align:center;">Rw-value </td> </tr> <tr style="height:20px;"> <td style="overflow:hidden;padding:0px 3px 0px 3px;vertical-align:bottom;"></td> <td style="overflow:hidden;padding:0px 3px 0px 3px;vertical-align:bottom;"></td> <td style="overflow:hidden;padding:0px 3px 0px 3px;vertical-align:bottom;"></td> <td data-sheets-numberformat='{"1":2,"2":"0.00","3":1}' data-sheets-value='{"1":2,"2":"EN 1873 : 2014"}' style="overflow:hidden;padding:0px 3px 0px 3px;vertical-align:bottom;text-align:center;">EN 1873 : 2014</td> <td data-sheets-numberformat='{"1":2,"2":"0","3":1}' data-sheets-value='{"1":2,"2":"EN ISO 13468 EN 16153 EN 410"}' style="overflow:hidden;padding:0px 3px 0px 3px;vertical-align:bottom;text-align:center;">EN ISO 13468 EN 16153 EN 410</td> <td data-sheets-numberformat='{"1":2,"2":"0","3":1}' data-sheets-value='{"1":2,"2":"EN 410"}' style="overflow:hidden;padding:0px 3px 0px 3px;vertical-align:bottom;text-align:center;">EN 410</td> <td data-sheets-value='{"1":2,"2":"EN ISO 140-3\t\t"}' style="overflow:hidden;padding:0px 3px 0px 3px;vertical-align:bottom;text-align:center;">EN ISO 140-3 </td> </tr> <tr style="height:20px;"> <td data-sheets-value='{"1":2,"2":"Material"}' style="border-bottom:1px solid #000000;overflow:hidden;padding:0px 3px 0px 3px;vertical-align:bottom;background-color:#000000;font-weight:bold;color:#ffffff;">Material</td> <td data-sheets-value='{"1":2,"2":"Walls"}' style="border-bottom:1px solid #000000;overflow:hidden;padding:0px 3px 0px 3px;vertical-align:bottom;background-color:#000000;font-weight:bold;color:#ffffff;">Walls</td> <td data-sheets-value='{"1":2,"2":"Shells"}' style="border-bottom:1px solid #000000;overflow:hidden;padding:0px 3px 0px 3px;vertical-align:bottom;background-color:#000000;font-weight:bold;color:#ffffff;">Shells</td> <td data-sheets-numberformat='{"1":2,"2":"0.00","3":1}' data-sheets-value='{"1":2,"2":"(W/m²K)\t"}' style="border-bottom:1px solid #000000;overflow:hidden;padding:0px 3px 0px 3px;vertical-align:bottom;background-color:#000000;font-weight:bold;color:#ffffff;text-align:center;">(W/m²K) </td> <td data-sheets-numberformat='{"1":2,"2":"0","3":1}' data-sheets-value='{"1":2,"2":"(%)"}' style="border-bottom:1px solid #000000;overflow:hidden;padding:0px 3px 0px 3px;vertical-align:bottom;background-color:#000000;font-weight:bold;color:#ffffff;text-align:center;">(%)</td> <td data-sheets-numberformat='{"1":2,"2":"0","3":1}' data-sheets-value='{"1":2,"2":"(%)"}' style="border-bottom:1px solid #000000;overflow:hidden;padding:0px 3px 0px 3px;vertical-align:bottom;background-color:#000000;font-weight:bold;color:#ffffff;text-align:center;">(%)</td> <td data-sheets-value='{"1":2,"2":"(dB)"}' style="border-bottom:1px solid #000000;overflow:hidden;padding:0px 3px 0px 3px;vertical-align:bottom;background-color:#000000;font-weight:bold;color:#ffffff;text-align:center;">(dB)</td> </tr> <tr style="height:20px;"> <td data-sheets-value='{"1":2,"2":"Acrylic"}' style="border-left:1px solid #000000;overflow:hidden;padding:0px 3px 0px 3px;vertical-align:bottom;">Acrylic</td> <td data-sheets-value='{"1":2,"2":"EW"}' style="overflow:hidden;padding:0px 3px 0px 3px;vertical-align:bottom;">EW</td> <td data-sheets-value='{"1":2,"2":"Clear (H)"}' style="overflow:hidden;padding:0px 3px 0px 3px;vertical-align:bottom;">Clear (H)</td> <td data-sheets-numberformat='{"1":2,"2":"0.00","3":1}' data-sheets-value='{"1":3,"3":1.19}' style="overflow:hidden;padding:0px 3px 0px 3px;vertical-align:bottom;text-align:center;">1.19</td> <td data-sheets-numberformat='{"1":2,"2":"0","3":1}' data-sheets-value='{"1":3,"3":36.9}' style="overflow:hidden;padding:0px 3px 0px 3px;vertical-align:bottom;text-align:center;">37</td> <td data-sheets-numberformat='{"1":2,"2":"0","3":1}' data-sheets-value='{"1":3,"3":57.42}' style="overflow:hidden;padding:0px 3px 0px 3px;vertical-align:bottom;text-align:center;">57</td> <td data-sheets-value='{"1":3,"3":24}' style="border-right:1px solid #000000;overflow:hidden;padding:0px 3px 0px 3px;vertical-align:bottom;text-align:center;">24</td> </tr> <tr style="height:20px;"> <td data-sheets-value='{"1":2,"2":"PMMA"}' style="border-left:1px solid #000000;overflow:hidden;padding:0px 3px 0px 3px;vertical-align:bottom;">PMMA</td> <td style="overflow:hidden;padding:0px 3px 0px 3px;vertical-align:bottom;"></td> <td data-sheets-value='{"1":2,"2":"Opal (O)"}' style="overflow:hidden;padding:0px 3px 0px 3px;vertical-align:bottom;">Opal (O)</td> <td data-sheets-numberformat='{"1":2,"2":"0.00","3":1}' data-sheets-value='{"1":3,"3":1.19}' style="overflow:hidden;padding:0px 3px 0px 3px;vertical-align:bottom;text-align:center;">1.19</td> <td data-sheets-numberformat='{"1":2,"2":"0","3":1}' data-sheets-value='{"1":3,"3":34.03}' style="overflow:hidden;padding:0px 3px 0px 3px;vertical-align:bottom;text-align:center;">34</td> <td data-sheets-numberformat='{"1":2,"2":"0","3":1}' data-sheets-value='{"1":3,"3":50.160000000000004}' style="overflow:hidden;padding:0px 3px 0px 3px;vertical-align:bottom;text-align:center;">50</td> <td data-sheets-value='{"1":3,"3":24}' style="border-right:1px solid #000000;overflow:hidden;padding:0px 3px 0px 3px;vertical-align:bottom;text-align:center;">24</td> </tr> <tr style="height:20px;"> <td style="border-left:1px solid #000000;overflow:hidden;padding:0px 3px 0px 3px;vertical-align:bottom;"></td> <td data-sheets-value='{"1":2,"2":"DW"}' style="overflow:hidden;padding:0px 3px 0px 3px;vertical-align:bottom;">DW</td> <td data-sheets-value='{"1":2,"2":"Clear (H/H)"}' style="overflow:hidden;padding:0px 3px 0px 3px;vertical-align:bottom;">Clear (H/H)</td> <td data-sheets-numberformat='{"1":2,"2":"0.00","3":1}' data-sheets-value='{"1":3,"3":0.98}' style="overflow:hidden;padding:0px 3px 0px 3px;vertical-align:bottom;text-align:center;">0.98</td> <td data-sheets-numberformat='{"1":2,"2":"0","3":1}' data-sheets-value='{"1":3,"3":33.21}' style="overflow:hidden;padding:0px 3px 0px 3px;vertical-align:bottom;text-align:center;">33</td> <td data-sheets-numberformat='{"1":2,"2":"0","3":1}' data-sheets-value='{"1":3,"3":49.5}' style="overflow:hidden;padding:0px 3px 0px 3px;vertical-align:bottom;text-align:center;">50</td> <td data-sheets-value='{"1":3,"3":26}' style="border-right:1px solid #000000;overflow:hidden;padding:0px 3px 0px 3px;vertical-align:bottom;text-align:center;">26</td> </tr> <tr style="height:20px;"> <td style="border-bottom:1px solid #000000;border-left:1px solid #000000;overflow:hidden;padding:0px 3px 0px 3px;vertical-align:bottom;"></td> <td style="border-bottom:1px solid #000000;overflow:hidden;padding:0px 3px 0px 3px;vertical-align:bottom;"></td> <td data-sheets-value='{"1":2,"2":"Opal (O/O)"}' style="border-bottom:1px solid #000000;overflow:hidden;padding:0px 3px 0px 3px;vertical-align:bottom;">Opal (O/O)</td> <td data-sheets-numberformat='{"1":2,"2":"0.00","3":1}' data-sheets-value='{"1":3,"3":0.98}' style="border-bottom:1px solid #000000;overflow:hidden;padding:0px 3px 0px 3px;vertical-align:bottom;text-align:center;">0.98</td> <td data-sheets-numberformat='{"1":2,"2":"0","3":1}' data-sheets-value='{"1":3,"3":28.29}' style="border-bottom:1px solid #000000;overflow:hidden;padding:0px 3px 0px 3px;vertical-align:bottom;text-align:center;">28</td> <td data-sheets-numberformat='{"1":2,"2":"0","3":1}' data-sheets-value='{"1":3,"3":38.28}' style="border-bottom:1px solid #000000;overflow:hidden;padding:0px 3px 0px 3px;vertical-align:bottom;text-align:center;">38</td> <td data-sheets-value='{"1":3,"3":26}' style="border-right:1px solid #000000;border-bottom:1px solid #000000;overflow:hidden;padding:0px 3px 0px 3px;vertical-align:bottom;text-align:center;">26</td> </tr> <tr style="height:20px;"> <td data-sheets-value='{"1":2,"2":"Polycarbonate "}' style="border-left:1px solid #000000;overflow:hidden;padding:0px 3px 0px 3px;vertical-align:bottom;">Polycarbonate </td> <td data-sheets-value='{"1":2,"2":"EW"}' style="overflow:hidden;padding:0px 3px 0px 3px;vertical-align:bottom;">EW</td> <td data-sheets-value='{"1":2,"2":"Clear (A)"}' style="overflow:hidden;padding:0px 3px 0px 3px;vertical-align:bottom;">Clear (A)</td> <td data-sheets-numberformat='{"1":2,"2":"0.00","3":1}' data-sheets-value='{"1":3,"3":1.19}' style="overflow:hidden;padding:0px 3px 0px 3px;vertical-align:bottom;text-align:center;">1.19</td> <td data-sheets-numberformat='{"1":2,"2":"0","3":1}' data-sheets-value='{"1":3,"3":36.08}' style="overflow:hidden;padding:0px 3px 0px 3px;vertical-align:bottom;text-align:center;">36</td> <td data-sheets-numberformat='{"1":2,"2":"0","3":1}' data-sheets-value='{"1":3,"3":54.78}' style="overflow:hidden;padding:0px 3px 0px 3px;vertical-align:bottom;text-align:center;">55</td> <td data-sheets-value='{"1":3,"3":24}' style="border-right:1px solid #000000;overflow:hidden;padding:0px 3px 0px 3px;vertical-align:bottom;text-align:center;">24</td> </tr> <tr style="height:20px;"> <td data-sheets-value='{"1":2,"2":"PC"}' style="border-left:1px solid #000000;overflow:hidden;padding:0px 3px 0px 3px;vertical-align:bottom;">PC</td> <td style="overflow:hidden;padding:0px 3px 0px 3px;vertical-align:bottom;"></td> <td data-sheets-value='{"1":2,"2":"Opal (D)"}' style="overflow:hidden;padding:0px 3px 0px 3px;vertical-align:bottom;">Opal (D)</td> <td data-sheets-numberformat='{"1":2,"2":"0.00","3":1}' data-sheets-value='{"1":3,"3":1.19}' style="overflow:hidden;padding:0px 3px 0px 3px;vertical-align:bottom;text-align:center;">1.19</td> <td data-sheets-numberformat='{"1":2,"2":"0","3":1}' data-sheets-value='{"1":3,"3":23.779999999999998}' style="overflow:hidden;padding:0px 3px 0px 3px;vertical-align:bottom;text-align:center;">24</td> <td data-sheets-numberformat='{"1":2,"2":"0","3":1}' data-sheets-value='{"1":3,"3":39.6}' style="overflow:hidden;padding:0px 3px 0px 3px;vertical-align:bottom;text-align:center;">40</td> <td data-sheets-value='{"1":3,"3":24}' style="border-right:1px solid #000000;overflow:hidden;padding:0px 3px 0px 3px;vertical-align:bottom;text-align:center;">24</td> </tr> <tr style="height:20px;"> <td style="border-left:1px solid #000000;overflow:hidden;padding:0px 3px 0px 3px;vertical-align:bottom;"></td> <td data-sheets-value='{"1":2,"2":"DW"}' style="overflow:hidden;padding:0px 3px 0px 3px;vertical-align:bottom;">DW</td> <td data-sheets-value='{"1":2,"2":"Clear (A/H)"}' style="overflow:hidden;padding:0px 3px 0px 3px;vertical-align:bottom;">Clear (A/H)</td> <td data-sheets-numberformat='{"1":2,"2":"0.00","3":1}' data-sheets-value='{"1":3,"3":0.98}' style="overflow:hidden;padding:0px 3px 0px 3px;vertical-align:bottom;text-align:center;">0.98</td> <td data-sheets-numberformat='{"1":2,"2":"0","3":1}' data-sheets-value='{"1":3,"3":32.39}' style="overflow:hidden;padding:0px 3px 0px 3px;vertical-align:bottom;text-align:center;">32</td> <td data-sheets-numberformat='{"1":2,"2":"0","3":1}' data-sheets-value='{"1":3,"3":47.52}' style="overflow:hidden;padding:0px 3px 0px 3px;vertical-align:bottom;text-align:center;">48</td> <td data-sheets-value='{"1":3,"3":26}' style="border-right:1px solid #000000;overflow:hidden;padding:0px 3px 0px 3px;vertical-align:bottom;text-align:center;">26</td> </tr> <tr style="height:20px;"> <td style="border-left:1px solid #000000;overflow:hidden;padding:0px 3px 0px 3px;vertical-align:bottom;"></td> <td style="overflow:hidden;padding:0px 3px 0px 3px;vertical-align:bottom;"></td> <td data-sheets-value='{"1":2,"2":"Clear (A/A)"}' style="overflow:hidden;padding:0px 3px 0px 3px;vertical-align:bottom;">Clear (A/A)</td> <td data-sheets-numberformat='{"1":2,"2":"0.00","3":1}' data-sheets-value='{"1":3,"3":0.98}' style="overflow:hidden;padding:0px 3px 0px 3px;vertical-align:bottom;text-align:center;">0.98</td> <td data-sheets-numberformat='{"1":2,"2":"0","3":1}' data-sheets-value='{"1":3,"3":31.569999999999997}' style="overflow:hidden;padding:0px 3px 0px 3px;vertical-align:bottom;text-align:center;">32</td> <td data-sheets-numberformat='{"1":2,"2":"0","3":1}' data-sheets-value='{"1":3,"3":45.54}' style="overflow:hidden;padding:0px 3px 0px 3px;vertical-align:bottom;text-align:center;">46</td> <td data-sheets-value='{"1":3,"3":26}' style="border-right:1px solid #000000;overflow:hidden;padding:0px 3px 0px 3px;vertical-align:bottom;text-align:center;">26</td> </tr> <tr style="height:20px;"> <td style="border-left:1px solid #000000;overflow:hidden;padding:0px 3px 0px 3px;vertical-align:bottom;"></td> <td style="overflow:hidden;padding:0px 3px 0px 3px;vertical-align:bottom;"></td> <td data-sheets-value='{"1":2,"2":"Opal (A/O)"}' style="overflow:hidden;padding:0px 3px 0px 3px;vertical-align:bottom;">Opal (A/O)</td> <td data-sheets-numberformat='{"1":2,"2":"0.00","3":1}' data-sheets-value='{"1":3,"3":0.98}' style="overflow:hidden;padding:0px 3px 0px 3px;vertical-align:bottom;text-align:center;">0.98</td> <td data-sheets-numberformat='{"1":2,"2":"0","3":1}' data-sheets-value='{"1":3,"3":29.93}' style="overflow:hidden;padding:0px 3px 0px 3px;vertical-align:bottom;text-align:center;">30</td> <td data-sheets-numberformat='{"1":2,"2":"0","3":1}' data-sheets-value='{"1":3,"3":41.580000000000005}' style="overflow:hidden;padding:0px 3px 0px 3px;vertical-align:bottom;text-align:center;">42</td> <td data-sheets-value='{"1":3,"3":26}' style="border-right:1px solid #000000;overflow:hidden;padding:0px 3px 0px 3px;vertical-align:bottom;text-align:center;">26</td> </tr> <tr style="height:20px;"> <td style="border-bottom:1px solid #000000;border-left:1px solid #000000;overflow:hidden;padding:0px 3px 0px 3px;vertical-align:bottom;"></td> <td style="border-bottom:1px solid #000000;overflow:hidden;padding:0px 3px 0px 3px;vertical-align:bottom;"></td> <td data-sheets-value='{"1":2,"2":"Opal (A/D)"}' style="border-bottom:1px solid #000000;overflow:hidden;padding:0px 3px 0px 3px;vertical-align:bottom;">Opal (A/D)</td> <td data-sheets-numberformat='{"1":2,"2":"0.00","3":1}' data-sheets-value='{"1":3,"3":0.98}' style="border-bottom:1px solid #000000;overflow:hidden;padding:0px 3px 0px 3px;vertical-align:bottom;text-align:center;">0.98</td> <td data-sheets-numberformat='{"1":2,"2":"0","3":1}' data-sheets-value='{"1":3,"3":20.91}' style="border-bottom:1px solid #000000;overflow:hidden;padding:0px 3px 0px 3px;vertical-align:bottom;text-align:center;">21</td> <td data-sheets-numberformat='{"1":2,"2":"0","3":1}' data-sheets-value='{"1":3,"3":33}' style="border-bottom:1px solid #000000;overflow:hidden;padding:0px 3px 0px 3px;vertical-align:bottom;text-align:center;">33</td> <td data-sheets-value='{"1":3,"3":26}' style="border-right:1px solid #000000;border-bottom:1px solid #000000;overflow:hidden;padding:0px 3px 0px 3px;vertical-align:bottom;text-align:center;">26</td> </tr> <tr style="height:20px;"> <td data-sheets-value='{"1":2,"2":"Polycarbonate"}' style="border-left:1px solid #000000;overflow:hidden;padding:0px 3px 0px 3px;vertical-align:bottom;">Polycarbonate</td> <td data-sheets-value='{"1":2,"2":"EW"}' style="overflow:hidden;padding:0px 3px 0px 3px;vertical-align:bottom;">EW</td> <td data-sheets-value='{"1":2,"2":"Heatstop Opal (T)"}' style="overflow:hidden;padding:0px 3px 0px 3px;vertical-align:bottom;">Heatstop Opal (T)</td> <td data-sheets-numberformat='{"1":2,"2":"0.00","3":1}' data-sheets-value='{"1":3,"3":1.19}' style="overflow:hidden;padding:0px 3px 0px 3px;vertical-align:bottom;text-align:center;">1.19</td> <td data-sheets-numberformat='{"1":2,"2":"0","3":1}' data-sheets-value='{"1":3,"3":20.09}' style="overflow:hidden;padding:0px 3px 0px 3px;vertical-align:bottom;text-align:center;">20</td> <td data-sheets-numberformat='{"1":2,"2":"0","3":1}' data-sheets-value='{"1":3,"3":38.940000000000005}' style="overflow:hidden;padding:0px 3px 0px 3px;vertical-align:bottom;text-align:center;">39</td> <td data-sheets-value='{"1":3,"3":24}' style="border-right:1px solid #000000;overflow:hidden;padding:0px 3px 0px 3px;vertical-align:bottom;text-align:center;">24</td> </tr> <tr style="height:20px;"> <td data-sheets-value='{"1":2,"2":"Heatstop PC"}' style="border-left:1px solid #000000;overflow:hidden;padding:0px 3px 0px 3px;vertical-align:bottom;">Heatstop PC</td> <td data-sheets-value='{"1":2,"2":"DW"}' style="overflow:hidden;padding:0px 3px 0px 3px;vertical-align:bottom;">DW</td> <td data-sheets-value='{"1":2,"2":"Clear (T/H)"}' style="overflow:hidden;padding:0px 3px 0px 3px;vertical-align:bottom;">Clear (T/H)</td> <td data-sheets-numberformat='{"1":2,"2":"0.00","3":1}' data-sheets-value='{"1":3,"3":0.98}' style="overflow:hidden;padding:0px 3px 0px 3px;vertical-align:bottom;text-align:center;">0.98</td> <td data-sheets-numberformat='{"1":2,"2":"0","3":1}' data-sheets-value='{"1":3,"3":18.04}' style="overflow:hidden;padding:0px 3px 0px 3px;vertical-align:bottom;text-align:center;">18</td> <td data-sheets-numberformat='{"1":2,"2":"0","3":1}' data-sheets-value='{"1":3,"3":33.660000000000004}' style="overflow:hidden;padding:0px 3px 0px 3px;vertical-align:bottom;text-align:center;">34</td> <td data-sheets-value='{"1":3,"3":26}' style="border-right:1px solid #000000;overflow:hidden;padding:0px 3px 0px 3px;vertical-align:bottom;text-align:center;">26</td> </tr> <tr style="height:20px;"> <td style="border-bottom:1px solid #000000;border-left:1px solid #000000;overflow:hidden;padding:0px 3px 0px 3px;vertical-align:bottom;"></td> <td style="border-bottom:1px solid #000000;overflow:hidden;padding:0px 3px 0px 3px;vertical-align:bottom;"></td> <td data-sheets-value='{"1":2,"2":"Opal (T/O)"}' style="border-bottom:1px solid #000000;overflow:hidden;padding:0px 3px 0px 3px;vertical-align:bottom;">Opal (T/O)</td> <td data-sheets-numberformat='{"1":2,"2":"0.00","3":1}' data-sheets-value='{"1":3,"3":0.98}' style="border-bottom:1px solid #000000;overflow:hidden;padding:0px 3px 0px 3px;vertical-align:bottom;text-align:center;">0.98</td> <td data-sheets-numberformat='{"1":2,"2":"0","3":1}' data-sheets-value='{"1":3,"3":16.81}' style="border-bottom:1px solid #000000;overflow:hidden;padding:0px 3px 0px 3px;vertical-align:bottom;text-align:center;">17</td> <td data-sheets-numberformat='{"1":2,"2":"0","3":1}' data-sheets-value='{"1":3,"3":29.700000000000003}' style="border-bottom:1px solid #000000;overflow:hidden;padding:0px 3px 0px 3px;vertical-align:bottom;text-align:center;">30</td> <td data-sheets-value='{"1":3,"3":26}' style="border-right:1px solid #000000;border-bottom:1px solid #000000;overflow:hidden;padding:0px 3px 0px 3px;vertical-align:bottom;text-align:center;">26</td> </tr> </tbody></table> | skylux-160-ce-met-koepel-en-polyester-opstand-30-20-met-lm-motor-en-pvc-raam-type-ep25-1300-x-2200-mm | 8586012197197 | 46872310382925
Smoke and heat exhaust (SHEV) | SHE system | Skylux | Skylux 160° CE with skylight and polyester curb 30/20 with LM-actuator and PVC frame type EP25 1300 x 2300 mm |  | 50734 | 5412970507345 | 7224.95 | Yes | 30-45 | 113.25 | 1300 x 2300 mm | 2300 | 1300 |  | polyester 30/20 (30 cm high & roof opening = 20 cm larger than daylight size) | Rectangular | 1.19 W/m²K - 0.98 W/m²K | 57% - 30% | 37% - 17% | 24dB - 26dB | 160° CE (for industry) | PVC frame EP25 | without spoiler | E | Single actuator | Maximum double-walled skylight possible for this product | Ut-value LT-value g-value Rw-value EN 1873 : 2014 EN ISO 13468 EN 16153 EN 410 EN 410 EN ISO 140-3 Material Walls Shells (W/m²K) (%) (%) (dB) Acrylic EW Clear (H) 1.19 37 57 24 PMMA Opal (O) 1.19 34 50 24 DW Clear (H/H) 0.98 33 50 26 Opal (O/O) 0.98 28 38 26 Polycarbonate EW Clear (A) 1.19 36 55 24 PC Opal (D) 1.19 24 40 24 DW Clear (A/H) 0.98 32 48 26 Clear (A/A) 0.98 32 46 26 Opal (A/O) 0.98 30 42 26 Opal (A/D) 0.98 21 33 26 Polycarbonate EW Heatstop Opal (T) 1.19 20 39 24 Heatstop PC DW Clear (T/H) 0.98 18 34 26 Opal (T/O) 0.98 17 30 26 | https://skylux.eu/en/products/skylux-160-ce-met-koepel-en-polyester-opstand-30-20-met-lm-motor-en-pvc-raam-type-ep25-1300-x-2300-mm | https://skylux.eu/cdn/shop/files/Skylux-160deg-CE-met-koepel-en-polyester-opstand-3020-met-LM-motor-en-pvc-raam-type-EP25-1300-x-2300-mm-RWA-systeem.jpg?v=1702978108&width=1600 | https://skylux.eu/cdn/shop/files/e5a82811-1bb0-48e4-a776-cacb59c7c092_0555418c-4781-45bc-a14f-72cf095b1f08.jpg?v=1688550551&width=1600 | //skylux.eu/cdn/shop/files/E_MH_Mounting_instructions_Skylux_160_CE_LM.pdf?v=12406716259046007223 | //skylux.eu/cdn/shop/files/E_TD_Technical_File_Skylux_Skylux_160_CE_Electric.pdf?v=3667116872303399239 | <style type="text/css" id="isPasted"><!--td {border: 1px solid #cccccc;}br {mso-data-placement:same-cell;}--></style><table border="1" cellpadding="0" cellspacing="0" dir="ltr" style="table-layout:fixed;font-size:10pt;font-family:Arial;border-collapse:collapse;border:none;"><tbody> <tr style="height:20px;"> <td style="overflow:hidden;padding:0px 3px 0px 3px;vertical-align:bottom;"></td> <td style="overflow:hidden;padding:0px 3px 0px 3px;vertical-align:bottom;"></td> <td style="overflow:hidden;padding:0px 3px 0px 3px;vertical-align:bottom;"></td> <td data-sheets-value='{"1":2,"2":"Ut-value"}' style="overflow:hidden;padding:0px 3px 0px 3px;vertical-align:bottom;font-weight:bold;text-align:center;">Ut-value</td> <td data-sheets-value='{"1":2,"2":"LT-value"}' style="overflow:hidden;padding:0px 3px 0px 3px;vertical-align:bottom;font-weight:bold;text-align:center;">LT-value</td> <td data-sheets-value='{"1":2,"2":"g-value"}' style="overflow:hidden;padding:0px 3px 0px 3px;vertical-align:bottom;font-weight:bold;text-align:center;">g-value</td> <td data-sheets-value='{"1":2,"2":"Rw-value "}' style="overflow:hidden;padding:0px 3px 0px 3px;vertical-align:bottom;font-weight:bold;text-align:center;">Rw-value </td> </tr> <tr style="height:20px;"> <td style="overflow:hidden;padding:0px 3px 0px 3px;vertical-align:bottom;"></td> <td style="overflow:hidden;padding:0px 3px 0px 3px;vertical-align:bottom;"></td> <td style="overflow:hidden;padding:0px 3px 0px 3px;vertical-align:bottom;"></td> <td data-sheets-numberformat='{"1":2,"2":"0.00","3":1}' data-sheets-value='{"1":2,"2":"EN 1873 : 2014"}' style="overflow:hidden;padding:0px 3px 0px 3px;vertical-align:bottom;text-align:center;">EN 1873 : 2014</td> <td data-sheets-numberformat='{"1":2,"2":"0","3":1}' data-sheets-value='{"1":2,"2":"EN ISO 13468 EN 16153 EN 410"}' style="overflow:hidden;padding:0px 3px 0px 3px;vertical-align:bottom;text-align:center;">EN ISO 13468 EN 16153 EN 410</td> <td data-sheets-numberformat='{"1":2,"2":"0","3":1}' data-sheets-value='{"1":2,"2":"EN 410"}' style="overflow:hidden;padding:0px 3px 0px 3px;vertical-align:bottom;text-align:center;">EN 410</td> <td data-sheets-value='{"1":2,"2":"EN ISO 140-3\t\t"}' style="overflow:hidden;padding:0px 3px 0px 3px;vertical-align:bottom;text-align:center;">EN ISO 140-3 </td> </tr> <tr style="height:20px;"> <td data-sheets-value='{"1":2,"2":"Material"}' style="border-bottom:1px solid #000000;overflow:hidden;padding:0px 3px 0px 3px;vertical-align:bottom;background-color:#000000;font-weight:bold;color:#ffffff;">Material</td> <td data-sheets-value='{"1":2,"2":"Walls"}' style="border-bottom:1px solid #000000;overflow:hidden;padding:0px 3px 0px 3px;vertical-align:bottom;background-color:#000000;font-weight:bold;color:#ffffff;">Walls</td> <td data-sheets-value='{"1":2,"2":"Shells"}' style="border-bottom:1px solid #000000;overflow:hidden;padding:0px 3px 0px 3px;vertical-align:bottom;background-color:#000000;font-weight:bold;color:#ffffff;">Shells</td> <td data-sheets-numberformat='{"1":2,"2":"0.00","3":1}' data-sheets-value='{"1":2,"2":"(W/m²K)\t"}' style="border-bottom:1px solid #000000;overflow:hidden;padding:0px 3px 0px 3px;vertical-align:bottom;background-color:#000000;font-weight:bold;color:#ffffff;text-align:center;">(W/m²K) </td> <td data-sheets-numberformat='{"1":2,"2":"0","3":1}' data-sheets-value='{"1":2,"2":"(%)"}' style="border-bottom:1px solid #000000;overflow:hidden;padding:0px 3px 0px 3px;vertical-align:bottom;background-color:#000000;font-weight:bold;color:#ffffff;text-align:center;">(%)</td> <td data-sheets-numberformat='{"1":2,"2":"0","3":1}' data-sheets-value='{"1":2,"2":"(%)"}' style="border-bottom:1px solid #000000;overflow:hidden;padding:0px 3px 0px 3px;vertical-align:bottom;background-color:#000000;font-weight:bold;color:#ffffff;text-align:center;">(%)</td> <td data-sheets-value='{"1":2,"2":"(dB)"}' style="border-bottom:1px solid #000000;overflow:hidden;padding:0px 3px 0px 3px;vertical-align:bottom;background-color:#000000;font-weight:bold;color:#ffffff;text-align:center;">(dB)</td> </tr> <tr style="height:20px;"> <td data-sheets-value='{"1":2,"2":"Acrylic"}' style="border-left:1px solid #000000;overflow:hidden;padding:0px 3px 0px 3px;vertical-align:bottom;">Acrylic</td> <td data-sheets-value='{"1":2,"2":"EW"}' style="overflow:hidden;padding:0px 3px 0px 3px;vertical-align:bottom;">EW</td> <td data-sheets-value='{"1":2,"2":"Clear (H)"}' style="overflow:hidden;padding:0px 3px 0px 3px;vertical-align:bottom;">Clear (H)</td> <td data-sheets-numberformat='{"1":2,"2":"0.00","3":1}' data-sheets-value='{"1":3,"3":1.19}' style="overflow:hidden;padding:0px 3px 0px 3px;vertical-align:bottom;text-align:center;">1.19</td> <td data-sheets-numberformat='{"1":2,"2":"0","3":1}' data-sheets-value='{"1":3,"3":36.9}' style="overflow:hidden;padding:0px 3px 0px 3px;vertical-align:bottom;text-align:center;">37</td> <td data-sheets-numberformat='{"1":2,"2":"0","3":1}' data-sheets-value='{"1":3,"3":57.42}' style="overflow:hidden;padding:0px 3px 0px 3px;vertical-align:bottom;text-align:center;">57</td> <td data-sheets-value='{"1":3,"3":24}' style="border-right:1px solid #000000;overflow:hidden;padding:0px 3px 0px 3px;vertical-align:bottom;text-align:center;">24</td> </tr> <tr style="height:20px;"> <td data-sheets-value='{"1":2,"2":"PMMA"}' style="border-left:1px solid #000000;overflow:hidden;padding:0px 3px 0px 3px;vertical-align:bottom;">PMMA</td> <td style="overflow:hidden;padding:0px 3px 0px 3px;vertical-align:bottom;"></td> <td data-sheets-value='{"1":2,"2":"Opal (O)"}' style="overflow:hidden;padding:0px 3px 0px 3px;vertical-align:bottom;">Opal (O)</td> <td data-sheets-numberformat='{"1":2,"2":"0.00","3":1}' data-sheets-value='{"1":3,"3":1.19}' style="overflow:hidden;padding:0px 3px 0px 3px;vertical-align:bottom;text-align:center;">1.19</td> <td data-sheets-numberformat='{"1":2,"2":"0","3":1}' data-sheets-value='{"1":3,"3":34.03}' style="overflow:hidden;padding:0px 3px 0px 3px;vertical-align:bottom;text-align:center;">34</td> <td data-sheets-numberformat='{"1":2,"2":"0","3":1}' data-sheets-value='{"1":3,"3":50.160000000000004}' style="overflow:hidden;padding:0px 3px 0px 3px;vertical-align:bottom;text-align:center;">50</td> <td data-sheets-value='{"1":3,"3":24}' style="border-right:1px solid #000000;overflow:hidden;padding:0px 3px 0px 3px;vertical-align:bottom;text-align:center;">24</td> </tr> <tr style="height:20px;"> <td style="border-left:1px solid #000000;overflow:hidden;padding:0px 3px 0px 3px;vertical-align:bottom;"></td> <td data-sheets-value='{"1":2,"2":"DW"}' style="overflow:hidden;padding:0px 3px 0px 3px;vertical-align:bottom;">DW</td> <td data-sheets-value='{"1":2,"2":"Clear (H/H)"}' style="overflow:hidden;padding:0px 3px 0px 3px;vertical-align:bottom;">Clear (H/H)</td> <td data-sheets-numberformat='{"1":2,"2":"0.00","3":1}' data-sheets-value='{"1":3,"3":0.98}' style="overflow:hidden;padding:0px 3px 0px 3px;vertical-align:bottom;text-align:center;">0.98</td> <td data-sheets-numberformat='{"1":2,"2":"0","3":1}' data-sheets-value='{"1":3,"3":33.21}' style="overflow:hidden;padding:0px 3px 0px 3px;vertical-align:bottom;text-align:center;">33</td> <td data-sheets-numberformat='{"1":2,"2":"0","3":1}' data-sheets-value='{"1":3,"3":49.5}' style="overflow:hidden;padding:0px 3px 0px 3px;vertical-align:bottom;text-align:center;">50</td> <td data-sheets-value='{"1":3,"3":26}' style="border-right:1px solid #000000;overflow:hidden;padding:0px 3px 0px 3px;vertical-align:bottom;text-align:center;">26</td> </tr> <tr style="height:20px;"> <td style="border-bottom:1px solid #000000;border-left:1px solid #000000;overflow:hidden;padding:0px 3px 0px 3px;vertical-align:bottom;"></td> <td style="border-bottom:1px solid #000000;overflow:hidden;padding:0px 3px 0px 3px;vertical-align:bottom;"></td> <td data-sheets-value='{"1":2,"2":"Opal (O/O)"}' style="border-bottom:1px solid #000000;overflow:hidden;padding:0px 3px 0px 3px;vertical-align:bottom;">Opal (O/O)</td> <td data-sheets-numberformat='{"1":2,"2":"0.00","3":1}' data-sheets-value='{"1":3,"3":0.98}' style="border-bottom:1px solid #000000;overflow:hidden;padding:0px 3px 0px 3px;vertical-align:bottom;text-align:center;">0.98</td> <td data-sheets-numberformat='{"1":2,"2":"0","3":1}' data-sheets-value='{"1":3,"3":28.29}' style="border-bottom:1px solid #000000;overflow:hidden;padding:0px 3px 0px 3px;vertical-align:bottom;text-align:center;">28</td> <td data-sheets-numberformat='{"1":2,"2":"0","3":1}' data-sheets-value='{"1":3,"3":38.28}' style="border-bottom:1px solid #000000;overflow:hidden;padding:0px 3px 0px 3px;vertical-align:bottom;text-align:center;">38</td> <td data-sheets-value='{"1":3,"3":26}' style="border-right:1px solid #000000;border-bottom:1px solid #000000;overflow:hidden;padding:0px 3px 0px 3px;vertical-align:bottom;text-align:center;">26</td> </tr> <tr style="height:20px;"> <td data-sheets-value='{"1":2,"2":"Polycarbonate "}' style="border-left:1px solid #000000;overflow:hidden;padding:0px 3px 0px 3px;vertical-align:bottom;">Polycarbonate </td> <td data-sheets-value='{"1":2,"2":"EW"}' style="overflow:hidden;padding:0px 3px 0px 3px;vertical-align:bottom;">EW</td> <td data-sheets-value='{"1":2,"2":"Clear (A)"}' style="overflow:hidden;padding:0px 3px 0px 3px;vertical-align:bottom;">Clear (A)</td> <td data-sheets-numberformat='{"1":2,"2":"0.00","3":1}' data-sheets-value='{"1":3,"3":1.19}' style="overflow:hidden;padding:0px 3px 0px 3px;vertical-align:bottom;text-align:center;">1.19</td> <td data-sheets-numberformat='{"1":2,"2":"0","3":1}' data-sheets-value='{"1":3,"3":36.08}' style="overflow:hidden;padding:0px 3px 0px 3px;vertical-align:bottom;text-align:center;">36</td> <td data-sheets-numberformat='{"1":2,"2":"0","3":1}' data-sheets-value='{"1":3,"3":54.78}' style="overflow:hidden;padding:0px 3px 0px 3px;vertical-align:bottom;text-align:center;">55</td> <td data-sheets-value='{"1":3,"3":24}' style="border-right:1px solid #000000;overflow:hidden;padding:0px 3px 0px 3px;vertical-align:bottom;text-align:center;">24</td> </tr> <tr style="height:20px;"> <td data-sheets-value='{"1":2,"2":"PC"}' style="border-left:1px solid #000000;overflow:hidden;padding:0px 3px 0px 3px;vertical-align:bottom;">PC</td> <td style="overflow:hidden;padding:0px 3px 0px 3px;vertical-align:bottom;"></td> <td data-sheets-value='{"1":2,"2":"Opal (D)"}' style="overflow:hidden;padding:0px 3px 0px 3px;vertical-align:bottom;">Opal (D)</td> <td data-sheets-numberformat='{"1":2,"2":"0.00","3":1}' data-sheets-value='{"1":3,"3":1.19}' style="overflow:hidden;padding:0px 3px 0px 3px;vertical-align:bottom;text-align:center;">1.19</td> <td data-sheets-numberformat='{"1":2,"2":"0","3":1}' data-sheets-value='{"1":3,"3":23.779999999999998}' style="overflow:hidden;padding:0px 3px 0px 3px;vertical-align:bottom;text-align:center;">24</td> <td data-sheets-numberformat='{"1":2,"2":"0","3":1}' data-sheets-value='{"1":3,"3":39.6}' style="overflow:hidden;padding:0px 3px 0px 3px;vertical-align:bottom;text-align:center;">40</td> <td data-sheets-value='{"1":3,"3":24}' style="border-right:1px solid #000000;overflow:hidden;padding:0px 3px 0px 3px;vertical-align:bottom;text-align:center;">24</td> </tr> <tr style="height:20px;"> <td style="border-left:1px solid #000000;overflow:hidden;padding:0px 3px 0px 3px;vertical-align:bottom;"></td> <td data-sheets-value='{"1":2,"2":"DW"}' style="overflow:hidden;padding:0px 3px 0px 3px;vertical-align:bottom;">DW</td> <td data-sheets-value='{"1":2,"2":"Clear (A/H)"}' style="overflow:hidden;padding:0px 3px 0px 3px;vertical-align:bottom;">Clear (A/H)</td> <td data-sheets-numberformat='{"1":2,"2":"0.00","3":1}' data-sheets-value='{"1":3,"3":0.98}' style="overflow:hidden;padding:0px 3px 0px 3px;vertical-align:bottom;text-align:center;">0.98</td> <td data-sheets-numberformat='{"1":2,"2":"0","3":1}' data-sheets-value='{"1":3,"3":32.39}' style="overflow:hidden;padding:0px 3px 0px 3px;vertical-align:bottom;text-align:center;">32</td> <td data-sheets-numberformat='{"1":2,"2":"0","3":1}' data-sheets-value='{"1":3,"3":47.52}' style="overflow:hidden;padding:0px 3px 0px 3px;vertical-align:bottom;text-align:center;">48</td> <td data-sheets-value='{"1":3,"3":26}' style="border-right:1px solid #000000;overflow:hidden;padding:0px 3px 0px 3px;vertical-align:bottom;text-align:center;">26</td> </tr> <tr style="height:20px;"> <td style="border-left:1px solid #000000;overflow:hidden;padding:0px 3px 0px 3px;vertical-align:bottom;"></td> <td style="overflow:hidden;padding:0px 3px 0px 3px;vertical-align:bottom;"></td> <td data-sheets-value='{"1":2,"2":"Clear (A/A)"}' style="overflow:hidden;padding:0px 3px 0px 3px;vertical-align:bottom;">Clear (A/A)</td> <td data-sheets-numberformat='{"1":2,"2":"0.00","3":1}' data-sheets-value='{"1":3,"3":0.98}' style="overflow:hidden;padding:0px 3px 0px 3px;vertical-align:bottom;text-align:center;">0.98</td> <td data-sheets-numberformat='{"1":2,"2":"0","3":1}' data-sheets-value='{"1":3,"3":31.569999999999997}' style="overflow:hidden;padding:0px 3px 0px 3px;vertical-align:bottom;text-align:center;">32</td> <td data-sheets-numberformat='{"1":2,"2":"0","3":1}' data-sheets-value='{"1":3,"3":45.54}' style="overflow:hidden;padding:0px 3px 0px 3px;vertical-align:bottom;text-align:center;">46</td> <td data-sheets-value='{"1":3,"3":26}' style="border-right:1px solid #000000;overflow:hidden;padding:0px 3px 0px 3px;vertical-align:bottom;text-align:center;">26</td> </tr> <tr style="height:20px;"> <td style="border-left:1px solid #000000;overflow:hidden;padding:0px 3px 0px 3px;vertical-align:bottom;"></td> <td style="overflow:hidden;padding:0px 3px 0px 3px;vertical-align:bottom;"></td> <td data-sheets-value='{"1":2,"2":"Opal (A/O)"}' style="overflow:hidden;padding:0px 3px 0px 3px;vertical-align:bottom;">Opal (A/O)</td> <td data-sheets-numberformat='{"1":2,"2":"0.00","3":1}' data-sheets-value='{"1":3,"3":0.98}' style="overflow:hidden;padding:0px 3px 0px 3px;vertical-align:bottom;text-align:center;">0.98</td> <td data-sheets-numberformat='{"1":2,"2":"0","3":1}' data-sheets-value='{"1":3,"3":29.93}' style="overflow:hidden;padding:0px 3px 0px 3px;vertical-align:bottom;text-align:center;">30</td> <td data-sheets-numberformat='{"1":2,"2":"0","3":1}' data-sheets-value='{"1":3,"3":41.580000000000005}' style="overflow:hidden;padding:0px 3px 0px 3px;vertical-align:bottom;text-align:center;">42</td> <td data-sheets-value='{"1":3,"3":26}' style="border-right:1px solid #000000;overflow:hidden;padding:0px 3px 0px 3px;vertical-align:bottom;text-align:center;">26</td> </tr> <tr style="height:20px;"> <td style="border-bottom:1px solid #000000;border-left:1px solid #000000;overflow:hidden;padding:0px 3px 0px 3px;vertical-align:bottom;"></td> <td style="border-bottom:1px solid #000000;overflow:hidden;padding:0px 3px 0px 3px;vertical-align:bottom;"></td> <td data-sheets-value='{"1":2,"2":"Opal (A/D)"}' style="border-bottom:1px solid #000000;overflow:hidden;padding:0px 3px 0px 3px;vertical-align:bottom;">Opal (A/D)</td> <td data-sheets-numberformat='{"1":2,"2":"0.00","3":1}' data-sheets-value='{"1":3,"3":0.98}' style="border-bottom:1px solid #000000;overflow:hidden;padding:0px 3px 0px 3px;vertical-align:bottom;text-align:center;">0.98</td> <td data-sheets-numberformat='{"1":2,"2":"0","3":1}' data-sheets-value='{"1":3,"3":20.91}' style="border-bottom:1px solid #000000;overflow:hidden;padding:0px 3px 0px 3px;vertical-align:bottom;text-align:center;">21</td> <td data-sheets-numberformat='{"1":2,"2":"0","3":1}' data-sheets-value='{"1":3,"3":33}' style="border-bottom:1px solid #000000;overflow:hidden;padding:0px 3px 0px 3px;vertical-align:bottom;text-align:center;">33</td> <td data-sheets-value='{"1":3,"3":26}' style="border-right:1px solid #000000;border-bottom:1px solid #000000;overflow:hidden;padding:0px 3px 0px 3px;vertical-align:bottom;text-align:center;">26</td> </tr> <tr style="height:20px;"> <td data-sheets-value='{"1":2,"2":"Polycarbonate"}' style="border-left:1px solid #000000;overflow:hidden;padding:0px 3px 0px 3px;vertical-align:bottom;">Polycarbonate</td> <td data-sheets-value='{"1":2,"2":"EW"}' style="overflow:hidden;padding:0px 3px 0px 3px;vertical-align:bottom;">EW</td> <td data-sheets-value='{"1":2,"2":"Heatstop Opal (T)"}' style="overflow:hidden;padding:0px 3px 0px 3px;vertical-align:bottom;">Heatstop Opal (T)</td> <td data-sheets-numberformat='{"1":2,"2":"0.00","3":1}' data-sheets-value='{"1":3,"3":1.19}' style="overflow:hidden;padding:0px 3px 0px 3px;vertical-align:bottom;text-align:center;">1.19</td> <td data-sheets-numberformat='{"1":2,"2":"0","3":1}' data-sheets-value='{"1":3,"3":20.09}' style="overflow:hidden;padding:0px 3px 0px 3px;vertical-align:bottom;text-align:center;">20</td> <td data-sheets-numberformat='{"1":2,"2":"0","3":1}' data-sheets-value='{"1":3,"3":38.940000000000005}' style="overflow:hidden;padding:0px 3px 0px 3px;vertical-align:bottom;text-align:center;">39</td> <td data-sheets-value='{"1":3,"3":24}' style="border-right:1px solid #000000;overflow:hidden;padding:0px 3px 0px 3px;vertical-align:bottom;text-align:center;">24</td> </tr> <tr style="height:20px;"> <td data-sheets-value='{"1":2,"2":"Heatstop PC"}' style="border-left:1px solid #000000;overflow:hidden;padding:0px 3px 0px 3px;vertical-align:bottom;">Heatstop PC</td> <td data-sheets-value='{"1":2,"2":"DW"}' style="overflow:hidden;padding:0px 3px 0px 3px;vertical-align:bottom;">DW</td> <td data-sheets-value='{"1":2,"2":"Clear (T/H)"}' style="overflow:hidden;padding:0px 3px 0px 3px;vertical-align:bottom;">Clear (T/H)</td> <td data-sheets-numberformat='{"1":2,"2":"0.00","3":1}' data-sheets-value='{"1":3,"3":0.98}' style="overflow:hidden;padding:0px 3px 0px 3px;vertical-align:bottom;text-align:center;">0.98</td> <td data-sheets-numberformat='{"1":2,"2":"0","3":1}' data-sheets-value='{"1":3,"3":18.04}' style="overflow:hidden;padding:0px 3px 0px 3px;vertical-align:bottom;text-align:center;">18</td> <td data-sheets-numberformat='{"1":2,"2":"0","3":1}' data-sheets-value='{"1":3,"3":33.660000000000004}' style="overflow:hidden;padding:0px 3px 0px 3px;vertical-align:bottom;text-align:center;">34</td> <td data-sheets-value='{"1":3,"3":26}' style="border-right:1px solid #000000;overflow:hidden;padding:0px 3px 0px 3px;vertical-align:bottom;text-align:center;">26</td> </tr> <tr style="height:20px;"> <td style="border-bottom:1px solid #000000;border-left:1px solid #000000;overflow:hidden;padding:0px 3px 0px 3px;vertical-align:bottom;"></td> <td style="border-bottom:1px solid #000000;overflow:hidden;padding:0px 3px 0px 3px;vertical-align:bottom;"></td> <td data-sheets-value='{"1":2,"2":"Opal (T/O)"}' style="border-bottom:1px solid #000000;overflow:hidden;padding:0px 3px 0px 3px;vertical-align:bottom;">Opal (T/O)</td> <td data-sheets-numberformat='{"1":2,"2":"0.00","3":1}' data-sheets-value='{"1":3,"3":0.98}' style="border-bottom:1px solid #000000;overflow:hidden;padding:0px 3px 0px 3px;vertical-align:bottom;text-align:center;">0.98</td> <td data-sheets-numberformat='{"1":2,"2":"0","3":1}' data-sheets-value='{"1":3,"3":16.81}' style="border-bottom:1px solid #000000;overflow:hidden;padding:0px 3px 0px 3px;vertical-align:bottom;text-align:center;">17</td> <td data-sheets-numberformat='{"1":2,"2":"0","3":1}' data-sheets-value='{"1":3,"3":29.700000000000003}' style="border-bottom:1px solid #000000;overflow:hidden;padding:0px 3px 0px 3px;vertical-align:bottom;text-align:center;">30</td> <td data-sheets-value='{"1":3,"3":26}' style="border-right:1px solid #000000;border-bottom:1px solid #000000;overflow:hidden;padding:0px 3px 0px 3px;vertical-align:bottom;text-align:center;">26</td> </tr> </tbody></table> | skylux-160-ce-met-koepel-en-polyester-opstand-30-20-met-lm-motor-en-pvc-raam-type-ep25-1300-x-2300-mm | 8586012229965 | 46872310448461
Smoke and heat exhaust (SHEV) | SHE system | Skylux | Skylux 160° CE with skylight and polyester curb 30/20 with LM-actuator and PVC frame type EP25 1500 x 1500 mm |  | 50737 | 5412970507376 | 6404.55 | Yes | 30-45 | 95.87 | 1500 x 1500 mm | 1500 | 1500 |  | polyester 30/20 (30 cm high & roof opening = 20 cm larger than daylight size) | Square | 1.19 W/m²K - 0.98 W/m²K | 57% - 30% | 37% - 17% | 24dB - 26dB | 160° CE (for industry) | PVC frame EP25 | without spoiler | E | Single actuator | Maximum double-walled skylight possible for this product | Ut-value LT-value g-value Rw-value EN 1873 : 2014 EN ISO 13468 EN 16153 EN 410 EN 410 EN ISO 140-3 Material Walls Shells (W/m²K) (%) (%) (dB) Acrylic EW Clear (H) 1.19 37 57 24 PMMA Opal (O) 1.19 34 50 24 DW Clear (H/H) 0.98 33 50 26 Opal (O/O) 0.98 28 38 26 Polycarbonate EW Clear (A) 1.19 36 55 24 PC Opal (D) 1.19 24 40 24 DW Clear (A/H) 0.98 32 48 26 Clear (A/A) 0.98 32 46 26 Opal (A/O) 0.98 30 42 26 Opal (A/D) 0.98 21 33 26 Polycarbonate EW Heatstop Opal (T) 1.19 20 39 24 Heatstop PC DW Clear (T/H) 0.98 18 34 26 Opal (T/O) 0.98 17 30 26 | https://skylux.eu/en/products/skylux-160-ce-met-koepel-en-polyester-opstand-30-20-met-lm-motor-en-pvc-raam-type-ep25-1500-x-1500-mm | https://skylux.eu/cdn/shop/files/Skylux-160deg-CE-met-koepel-en-polyester-opstand-3020-met-LM-motor-en-pvc-raam-type-EP25-1500-x-1500-mm-RWA-systeem.jpg?v=1702978124&width=1600 | https://skylux.eu/cdn/shop/files/e5a82811-1bb0-48e4-a776-cacb59c7c092_5656dae9-c719-45f8-8d0d-fd6e26501d00.jpg?v=1688550556&width=1600 | //skylux.eu/cdn/shop/files/E_MH_Mounting_instructions_Skylux_160_CE_LM.pdf?v=12406716259046007223 | //skylux.eu/cdn/shop/files/E_TD_Technical_File_Skylux_Skylux_160_CE_Electric.pdf?v=3667116872303399239 | <style type="text/css" id="isPasted"><!--td {border: 1px solid #cccccc;}br {mso-data-placement:same-cell;}--></style><table border="1" cellpadding="0" cellspacing="0" dir="ltr" style="table-layout:fixed;font-size:10pt;font-family:Arial;border-collapse:collapse;border:none;"><tbody> <tr style="height:20px;"> <td style="overflow:hidden;padding:0px 3px 0px 3px;vertical-align:bottom;"></td> <td style="overflow:hidden;padding:0px 3px 0px 3px;vertical-align:bottom;"></td> <td style="overflow:hidden;padding:0px 3px 0px 3px;vertical-align:bottom;"></td> <td data-sheets-value='{"1":2,"2":"Ut-value"}' style="overflow:hidden;padding:0px 3px 0px 3px;vertical-align:bottom;font-weight:bold;text-align:center;">Ut-value</td> <td data-sheets-value='{"1":2,"2":"LT-value"}' style="overflow:hidden;padding:0px 3px 0px 3px;vertical-align:bottom;font-weight:bold;text-align:center;">LT-value</td> <td data-sheets-value='{"1":2,"2":"g-value"}' style="overflow:hidden;padding:0px 3px 0px 3px;vertical-align:bottom;font-weight:bold;text-align:center;">g-value</td> <td data-sheets-value='{"1":2,"2":"Rw-value "}' style="overflow:hidden;padding:0px 3px 0px 3px;vertical-align:bottom;font-weight:bold;text-align:center;">Rw-value </td> </tr> <tr style="height:20px;"> <td style="overflow:hidden;padding:0px 3px 0px 3px;vertical-align:bottom;"></td> <td style="overflow:hidden;padding:0px 3px 0px 3px;vertical-align:bottom;"></td> <td style="overflow:hidden;padding:0px 3px 0px 3px;vertical-align:bottom;"></td> <td data-sheets-numberformat='{"1":2,"2":"0.00","3":1}' data-sheets-value='{"1":2,"2":"EN 1873 : 2014"}' style="overflow:hidden;padding:0px 3px 0px 3px;vertical-align:bottom;text-align:center;">EN 1873 : 2014</td> <td data-sheets-numberformat='{"1":2,"2":"0","3":1}' data-sheets-value='{"1":2,"2":"EN ISO 13468 EN 16153 EN 410"}' style="overflow:hidden;padding:0px 3px 0px 3px;vertical-align:bottom;text-align:center;">EN ISO 13468 EN 16153 EN 410</td> <td data-sheets-numberformat='{"1":2,"2":"0","3":1}' data-sheets-value='{"1":2,"2":"EN 410"}' style="overflow:hidden;padding:0px 3px 0px 3px;vertical-align:bottom;text-align:center;">EN 410</td> <td data-sheets-value='{"1":2,"2":"EN ISO 140-3\t\t"}' style="overflow:hidden;padding:0px 3px 0px 3px;vertical-align:bottom;text-align:center;">EN ISO 140-3 </td> </tr> <tr style="height:20px;"> <td data-sheets-value='{"1":2,"2":"Material"}' style="border-bottom:1px solid #000000;overflow:hidden;padding:0px 3px 0px 3px;vertical-align:bottom;background-color:#000000;font-weight:bold;color:#ffffff;">Material</td> <td data-sheets-value='{"1":2,"2":"Walls"}' style="border-bottom:1px solid #000000;overflow:hidden;padding:0px 3px 0px 3px;vertical-align:bottom;background-color:#000000;font-weight:bold;color:#ffffff;">Walls</td> <td data-sheets-value='{"1":2,"2":"Shells"}' style="border-bottom:1px solid #000000;overflow:hidden;padding:0px 3px 0px 3px;vertical-align:bottom;background-color:#000000;font-weight:bold;color:#ffffff;">Shells</td> <td data-sheets-numberformat='{"1":2,"2":"0.00","3":1}' data-sheets-value='{"1":2,"2":"(W/m²K)\t"}' style="border-bottom:1px solid #000000;overflow:hidden;padding:0px 3px 0px 3px;vertical-align:bottom;background-color:#000000;font-weight:bold;color:#ffffff;text-align:center;">(W/m²K) </td> <td data-sheets-numberformat='{"1":2,"2":"0","3":1}' data-sheets-value='{"1":2,"2":"(%)"}' style="border-bottom:1px solid #000000;overflow:hidden;padding:0px 3px 0px 3px;vertical-align:bottom;background-color:#000000;font-weight:bold;color:#ffffff;text-align:center;">(%)</td> <td data-sheets-numberformat='{"1":2,"2":"0","3":1}' data-sheets-value='{"1":2,"2":"(%)"}' style="border-bottom:1px solid #000000;overflow:hidden;padding:0px 3px 0px 3px;vertical-align:bottom;background-color:#000000;font-weight:bold;color:#ffffff;text-align:center;">(%)</td> <td data-sheets-value='{"1":2,"2":"(dB)"}' style="border-bottom:1px solid #000000;overflow:hidden;padding:0px 3px 0px 3px;vertical-align:bottom;background-color:#000000;font-weight:bold;color:#ffffff;text-align:center;">(dB)</td> </tr> <tr style="height:20px;"> <td data-sheets-value='{"1":2,"2":"Acrylic"}' style="border-left:1px solid #000000;overflow:hidden;padding:0px 3px 0px 3px;vertical-align:bottom;">Acrylic</td> <td data-sheets-value='{"1":2,"2":"EW"}' style="overflow:hidden;padding:0px 3px 0px 3px;vertical-align:bottom;">EW</td> <td data-sheets-value='{"1":2,"2":"Clear (H)"}' style="overflow:hidden;padding:0px 3px 0px 3px;vertical-align:bottom;">Clear (H)</td> <td data-sheets-numberformat='{"1":2,"2":"0.00","3":1}' data-sheets-value='{"1":3,"3":1.19}' style="overflow:hidden;padding:0px 3px 0px 3px;vertical-align:bottom;text-align:center;">1.19</td> <td data-sheets-numberformat='{"1":2,"2":"0","3":1}' data-sheets-value='{"1":3,"3":36.9}' style="overflow:hidden;padding:0px 3px 0px 3px;vertical-align:bottom;text-align:center;">37</td> <td data-sheets-numberformat='{"1":2,"2":"0","3":1}' data-sheets-value='{"1":3,"3":57.42}' style="overflow:hidden;padding:0px 3px 0px 3px;vertical-align:bottom;text-align:center;">57</td> <td data-sheets-value='{"1":3,"3":24}' style="border-right:1px solid #000000;overflow:hidden;padding:0px 3px 0px 3px;vertical-align:bottom;text-align:center;">24</td> </tr> <tr style="height:20px;"> <td data-sheets-value='{"1":2,"2":"PMMA"}' style="border-left:1px solid #000000;overflow:hidden;padding:0px 3px 0px 3px;vertical-align:bottom;">PMMA</td> <td style="overflow:hidden;padding:0px 3px 0px 3px;vertical-align:bottom;"></td> <td data-sheets-value='{"1":2,"2":"Opal (O)"}' style="overflow:hidden;padding:0px 3px 0px 3px;vertical-align:bottom;">Opal (O)</td> <td data-sheets-numberformat='{"1":2,"2":"0.00","3":1}' data-sheets-value='{"1":3,"3":1.19}' style="overflow:hidden;padding:0px 3px 0px 3px;vertical-align:bottom;text-align:center;">1.19</td> <td data-sheets-numberformat='{"1":2,"2":"0","3":1}' data-sheets-value='{"1":3,"3":34.03}' style="overflow:hidden;padding:0px 3px 0px 3px;vertical-align:bottom;text-align:center;">34</td> <td data-sheets-numberformat='{"1":2,"2":"0","3":1}' data-sheets-value='{"1":3,"3":50.160000000000004}' style="overflow:hidden;padding:0px 3px 0px 3px;vertical-align:bottom;text-align:center;">50</td> <td data-sheets-value='{"1":3,"3":24}' style="border-right:1px solid #000000;overflow:hidden;padding:0px 3px 0px 3px;vertical-align:bottom;text-align:center;">24</td> </tr> <tr style="height:20px;"> <td style="border-left:1px solid #000000;overflow:hidden;padding:0px 3px 0px 3px;vertical-align:bottom;"></td> <td data-sheets-value='{"1":2,"2":"DW"}' style="overflow:hidden;padding:0px 3px 0px 3px;vertical-align:bottom;">DW</td> <td data-sheets-value='{"1":2,"2":"Clear (H/H)"}' style="overflow:hidden;padding:0px 3px 0px 3px;vertical-align:bottom;">Clear (H/H)</td> <td data-sheets-numberformat='{"1":2,"2":"0.00","3":1}' data-sheets-value='{"1":3,"3":0.98}' style="overflow:hidden;padding:0px 3px 0px 3px;vertical-align:bottom;text-align:center;">0.98</td> <td data-sheets-numberformat='{"1":2,"2":"0","3":1}' data-sheets-value='{"1":3,"3":33.21}' style="overflow:hidden;padding:0px 3px 0px 3px;vertical-align:bottom;text-align:center;">33</td> <td data-sheets-numberformat='{"1":2,"2":"0","3":1}' data-sheets-value='{"1":3,"3":49.5}' style="overflow:hidden;padding:0px 3px 0px 3px;vertical-align:bottom;text-align:center;">50</td> <td data-sheets-value='{"1":3,"3":26}' style="border-right:1px solid #000000;overflow:hidden;padding:0px 3px 0px 3px;vertical-align:bottom;text-align:center;">26</td> </tr> <tr style="height:20px;"> <td style="border-bottom:1px solid #000000;border-left:1px solid #000000;overflow:hidden;padding:0px 3px 0px 3px;vertical-align:bottom;"></td> <td style="border-bottom:1px solid #000000;overflow:hidden;padding:0px 3px 0px 3px;vertical-align:bottom;"></td> <td data-sheets-value='{"1":2,"2":"Opal (O/O)"}' style="border-bottom:1px solid #000000;overflow:hidden;padding:0px 3px 0px 3px;vertical-align:bottom;">Opal (O/O)</td> <td data-sheets-numberformat='{"1":2,"2":"0.00","3":1}' data-sheets-value='{"1":3,"3":0.98}' style="border-bottom:1px solid #000000;overflow:hidden;padding:0px 3px 0px 3px;vertical-align:bottom;text-align:center;">0.98</td> <td data-sheets-numberformat='{"1":2,"2":"0","3":1}' data-sheets-value='{"1":3,"3":28.29}' style="border-bottom:1px solid #000000;overflow:hidden;padding:0px 3px 0px 3px;vertical-align:bottom;text-align:center;">28</td> <td data-sheets-numberformat='{"1":2,"2":"0","3":1}' data-sheets-value='{"1":3,"3":38.28}' style="border-bottom:1px solid #000000;overflow:hidden;padding:0px 3px 0px 3px;vertical-align:bottom;text-align:center;">38</td> <td data-sheets-value='{"1":3,"3":26}' style="border-right:1px solid #000000;border-bottom:1px solid #000000;overflow:hidden;padding:0px 3px 0px 3px;vertical-align:bottom;text-align:center;">26</td> </tr> <tr style="height:20px;"> <td data-sheets-value='{"1":2,"2":"Polycarbonate "}' style="border-left:1px solid #000000;overflow:hidden;padding:0px 3px 0px 3px;vertical-align:bottom;">Polycarbonate </td> <td data-sheets-value='{"1":2,"2":"EW"}' style="overflow:hidden;padding:0px 3px 0px 3px;vertical-align:bottom;">EW</td> <td data-sheets-value='{"1":2,"2":"Clear (A)"}' style="overflow:hidden;padding:0px 3px 0px 3px;vertical-align:bottom;">Clear (A)</td> <td data-sheets-numberformat='{"1":2,"2":"0.00","3":1}' data-sheets-value='{"1":3,"3":1.19}' style="overflow:hidden;padding:0px 3px 0px 3px;vertical-align:bottom;text-align:center;">1.19</td> <td data-sheets-numberformat='{"1":2,"2":"0","3":1}' data-sheets-value='{"1":3,"3":36.08}' style="overflow:hidden;padding:0px 3px 0px 3px;vertical-align:bottom;text-align:center;">36</td> <td data-sheets-numberformat='{"1":2,"2":"0","3":1}' data-sheets-value='{"1":3,"3":54.78}' style="overflow:hidden;padding:0px 3px 0px 3px;vertical-align:bottom;text-align:center;">55</td> <td data-sheets-value='{"1":3,"3":24}' style="border-right:1px solid #000000;overflow:hidden;padding:0px 3px 0px 3px;vertical-align:bottom;text-align:center;">24</td> </tr> <tr style="height:20px;"> <td data-sheets-value='{"1":2,"2":"PC"}' style="border-left:1px solid #000000;overflow:hidden;padding:0px 3px 0px 3px;vertical-align:bottom;">PC</td> <td style="overflow:hidden;padding:0px 3px 0px 3px;vertical-align:bottom;"></td> <td data-sheets-value='{"1":2,"2":"Opal (D)"}' style="overflow:hidden;padding:0px 3px 0px 3px;vertical-align:bottom;">Opal (D)</td> <td data-sheets-numberformat='{"1":2,"2":"0.00","3":1}' data-sheets-value='{"1":3,"3":1.19}' style="overflow:hidden;padding:0px 3px 0px 3px;vertical-align:bottom;text-align:center;">1.19</td> <td data-sheets-numberformat='{"1":2,"2":"0","3":1}' data-sheets-value='{"1":3,"3":23.779999999999998}' style="overflow:hidden;padding:0px 3px 0px 3px;vertical-align:bottom;text-align:center;">24</td> <td data-sheets-numberformat='{"1":2,"2":"0","3":1}' data-sheets-value='{"1":3,"3":39.6}' style="overflow:hidden;padding:0px 3px 0px 3px;vertical-align:bottom;text-align:center;">40</td> <td data-sheets-value='{"1":3,"3":24}' style="border-right:1px solid #000000;overflow:hidden;padding:0px 3px 0px 3px;vertical-align:bottom;text-align:center;">24</td> </tr> <tr style="height:20px;"> <td style="border-left:1px solid #000000;overflow:hidden;padding:0px 3px 0px 3px;vertical-align:bottom;"></td> <td data-sheets-value='{"1":2,"2":"DW"}' style="overflow:hidden;padding:0px 3px 0px 3px;vertical-align:bottom;">DW</td> <td data-sheets-value='{"1":2,"2":"Clear (A/H)"}' style="overflow:hidden;padding:0px 3px 0px 3px;vertical-align:bottom;">Clear (A/H)</td> <td data-sheets-numberformat='{"1":2,"2":"0.00","3":1}' data-sheets-value='{"1":3,"3":0.98}' style="overflow:hidden;padding:0px 3px 0px 3px;vertical-align:bottom;text-align:center;">0.98</td> <td data-sheets-numberformat='{"1":2,"2":"0","3":1}' data-sheets-value='{"1":3,"3":32.39}' style="overflow:hidden;padding:0px 3px 0px 3px;vertical-align:bottom;text-align:center;">32</td> <td data-sheets-numberformat='{"1":2,"2":"0","3":1}' data-sheets-value='{"1":3,"3":47.52}' style="overflow:hidden;padding:0px 3px 0px 3px;vertical-align:bottom;text-align:center;">48</td> <td data-sheets-value='{"1":3,"3":26}' style="border-right:1px solid #000000;overflow:hidden;padding:0px 3px 0px 3px;vertical-align:bottom;text-align:center;">26</td> </tr> <tr style="height:20px;"> <td style="border-left:1px solid #000000;overflow:hidden;padding:0px 3px 0px 3px;vertical-align:bottom;"></td> <td style="overflow:hidden;padding:0px 3px 0px 3px;vertical-align:bottom;"></td> <td data-sheets-value='{"1":2,"2":"Clear (A/A)"}' style="overflow:hidden;padding:0px 3px 0px 3px;vertical-align:bottom;">Clear (A/A)</td> <td data-sheets-numberformat='{"1":2,"2":"0.00","3":1}' data-sheets-value='{"1":3,"3":0.98}' style="overflow:hidden;padding:0px 3px 0px 3px;vertical-align:bottom;text-align:center;">0.98</td> <td data-sheets-numberformat='{"1":2,"2":"0","3":1}' data-sheets-value='{"1":3,"3":31.569999999999997}' style="overflow:hidden;padding:0px 3px 0px 3px;vertical-align:bottom;text-align:center;">32</td> <td data-sheets-numberformat='{"1":2,"2":"0","3":1}' data-sheets-value='{"1":3,"3":45.54}' style="overflow:hidden;padding:0px 3px 0px 3px;vertical-align:bottom;text-align:center;">46</td> <td data-sheets-value='{"1":3,"3":26}' style="border-right:1px solid #000000;overflow:hidden;padding:0px 3px 0px 3px;vertical-align:bottom;text-align:center;">26</td> </tr> <tr style="height:20px;"> <td style="border-left:1px solid #000000;overflow:hidden;padding:0px 3px 0px 3px;vertical-align:bottom;"></td> <td style="overflow:hidden;padding:0px 3px 0px 3px;vertical-align:bottom;"></td> <td data-sheets-value='{"1":2,"2":"Opal (A/O)"}' style="overflow:hidden;padding:0px 3px 0px 3px;vertical-align:bottom;">Opal (A/O)</td> <td data-sheets-numberformat='{"1":2,"2":"0.00","3":1}' data-sheets-value='{"1":3,"3":0.98}' style="overflow:hidden;padding:0px 3px 0px 3px;vertical-align:bottom;text-align:center;">0.98</td> <td data-sheets-numberformat='{"1":2,"2":"0","3":1}' data-sheets-value='{"1":3,"3":29.93}' style="overflow:hidden;padding:0px 3px 0px 3px;vertical-align:bottom;text-align:center;">30</td> <td data-sheets-numberformat='{"1":2,"2":"0","3":1}' data-sheets-value='{"1":3,"3":41.580000000000005}' style="overflow:hidden;padding:0px 3px 0px 3px;vertical-align:bottom;text-align:center;">42</td> <td data-sheets-value='{"1":3,"3":26}' style="border-right:1px solid #000000;overflow:hidden;padding:0px 3px 0px 3px;vertical-align:bottom;text-align:center;">26</td> </tr> <tr style="height:20px;"> <td style="border-bottom:1px solid #000000;border-left:1px solid #000000;overflow:hidden;padding:0px 3px 0px 3px;vertical-align:bottom;"></td> <td style="border-bottom:1px solid #000000;overflow:hidden;padding:0px 3px 0px 3px;vertical-align:bottom;"></td> <td data-sheets-value='{"1":2,"2":"Opal (A/D)"}' style="border-bottom:1px solid #000000;overflow:hidden;padding:0px 3px 0px 3px;vertical-align:bottom;">Opal (A/D)</td> <td data-sheets-numberformat='{"1":2,"2":"0.00","3":1}' data-sheets-value='{"1":3,"3":0.98}' style="border-bottom:1px solid #000000;overflow:hidden;padding:0px 3px 0px 3px;vertical-align:bottom;text-align:center;">0.98</td> <td data-sheets-numberformat='{"1":2,"2":"0","3":1}' data-sheets-value='{"1":3,"3":20.91}' style="border-bottom:1px solid #000000;overflow:hidden;padding:0px 3px 0px 3px;vertical-align:bottom;text-align:center;">21</td> <td data-sheets-numberformat='{"1":2,"2":"0","3":1}' data-sheets-value='{"1":3,"3":33}' style="border-bottom:1px solid #000000;overflow:hidden;padding:0px 3px 0px 3px;vertical-align:bottom;text-align:center;">33</td> <td data-sheets-value='{"1":3,"3":26}' style="border-right:1px solid #000000;border-bottom:1px solid #000000;overflow:hidden;padding:0px 3px 0px 3px;vertical-align:bottom;text-align:center;">26</td> </tr> <tr style="height:20px;"> <td data-sheets-value='{"1":2,"2":"Polycarbonate"}' style="border-left:1px solid #000000;overflow:hidden;padding:0px 3px 0px 3px;vertical-align:bottom;">Polycarbonate</td> <td data-sheets-value='{"1":2,"2":"EW"}' style="overflow:hidden;padding:0px 3px 0px 3px;vertical-align:bottom;">EW</td> <td data-sheets-value='{"1":2,"2":"Heatstop Opal (T)"}' style="overflow:hidden;padding:0px 3px 0px 3px;vertical-align:bottom;">Heatstop Opal (T)</td> <td data-sheets-numberformat='{"1":2,"2":"0.00","3":1}' data-sheets-value='{"1":3,"3":1.19}' style="overflow:hidden;padding:0px 3px 0px 3px;vertical-align:bottom;text-align:center;">1.19</td> <td data-sheets-numberformat='{"1":2,"2":"0","3":1}' data-sheets-value='{"1":3,"3":20.09}' style="overflow:hidden;padding:0px 3px 0px 3px;vertical-align:bottom;text-align:center;">20</td> <td data-sheets-numberformat='{"1":2,"2":"0","3":1}' data-sheets-value='{"1":3,"3":38.940000000000005}' style="overflow:hidden;padding:0px 3px 0px 3px;vertical-align:bottom;text-align:center;">39</td> <td data-sheets-value='{"1":3,"3":24}' style="border-right:1px solid #000000;overflow:hidden;padding:0px 3px 0px 3px;vertical-align:bottom;text-align:center;">24</td> </tr> <tr style="height:20px;"> <td data-sheets-value='{"1":2,"2":"Heatstop PC"}' style="border-left:1px solid #000000;overflow:hidden;padding:0px 3px 0px 3px;vertical-align:bottom;">Heatstop PC</td> <td data-sheets-value='{"1":2,"2":"DW"}' style="overflow:hidden;padding:0px 3px 0px 3px;vertical-align:bottom;">DW</td> <td data-sheets-value='{"1":2,"2":"Clear (T/H)"}' style="overflow:hidden;padding:0px 3px 0px 3px;vertical-align:bottom;">Clear (T/H)</td> <td data-sheets-numberformat='{"1":2,"2":"0.00","3":1}' data-sheets-value='{"1":3,"3":0.98}' style="overflow:hidden;padding:0px 3px 0px 3px;vertical-align:bottom;text-align:center;">0.98</td> <td data-sheets-numberformat='{"1":2,"2":"0","3":1}' data-sheets-value='{"1":3,"3":18.04}' style="overflow:hidden;padding:0px 3px 0px 3px;vertical-align:bottom;text-align:center;">18</td> <td data-sheets-numberformat='{"1":2,"2":"0","3":1}' data-sheets-value='{"1":3,"3":33.660000000000004}' style="overflow:hidden;padding:0px 3px 0px 3px;vertical-align:bottom;text-align:center;">34</td> <td data-sheets-value='{"1":3,"3":26}' style="border-right:1px solid #000000;overflow:hidden;padding:0px 3px 0px 3px;vertical-align:bottom;text-align:center;">26</td> </tr> <tr style="height:20px;"> <td style="border-bottom:1px solid #000000;border-left:1px solid #000000;overflow:hidden;padding:0px 3px 0px 3px;vertical-align:bottom;"></td> <td style="border-bottom:1px solid #000000;overflow:hidden;padding:0px 3px 0px 3px;vertical-align:bottom;"></td> <td data-sheets-value='{"1":2,"2":"Opal (T/O)"}' style="border-bottom:1px solid #000000;overflow:hidden;padding:0px 3px 0px 3px;vertical-align:bottom;">Opal (T/O)</td> <td data-sheets-numberformat='{"1":2,"2":"0.00","3":1}' data-sheets-value='{"1":3,"3":0.98}' style="border-bottom:1px solid #000000;overflow:hidden;padding:0px 3px 0px 3px;vertical-align:bottom;text-align:center;">0.98</td> <td data-sheets-numberformat='{"1":2,"2":"0","3":1}' data-sheets-value='{"1":3,"3":16.81}' style="border-bottom:1px solid #000000;overflow:hidden;padding:0px 3px 0px 3px;vertical-align:bottom;text-align:center;">17</td> <td data-sheets-numberformat='{"1":2,"2":"0","3":1}' data-sheets-value='{"1":3,"3":29.700000000000003}' style="border-bottom:1px solid #000000;overflow:hidden;padding:0px 3px 0px 3px;vertical-align:bottom;text-align:center;">30</td> <td data-sheets-value='{"1":3,"3":26}' style="border-right:1px solid #000000;border-bottom:1px solid #000000;overflow:hidden;padding:0px 3px 0px 3px;vertical-align:bottom;text-align:center;">26</td> </tr> </tbody></table> | skylux-160-ce-met-koepel-en-polyester-opstand-30-20-met-lm-motor-en-pvc-raam-type-ep25-1500-x-1500-mm | 8586012426573 | 46872310743373
Smoke and heat exhaust (SHEV) | SHE system | Skylux | Skylux 160° CE with skylight and polyester curb 30/20 with LM-actuator and PVC frame type EP25 1600 x 1600 mm |  | 50738 | 5412970507383 | 6778.45 | Yes | 30-45 | 101.79 | 1600 x 1600 mm | 1600 | 1600 |  | polyester 30/20 (30 cm high & roof opening = 20 cm larger than daylight size) | Square | 1.19 W/m²K - 0.98 W/m²K | 57% - 30% | 37% - 17% | 24dB - 26dB | 160° CE (for industry) | PVC frame EP25 | without spoiler | E | Single actuator | Maximum double-walled skylight possible for this product | Ut-value LT-value g-value Rw-value EN 1873 : 2014 EN ISO 13468 EN 16153 EN 410 EN 410 EN ISO 140-3 Material Walls Shells (W/m²K) (%) (%) (dB) Acrylic EW Clear (H) 1.19 37 57 24 PMMA Opal (O) 1.19 34 50 24 DW Clear (H/H) 0.98 33 50 26 Opal (O/O) 0.98 28 38 26 Polycarbonate EW Clear (A) 1.19 36 55 24 PC Opal (D) 1.19 24 40 24 DW Clear (A/H) 0.98 32 48 26 Clear (A/A) 0.98 32 46 26 Opal (A/O) 0.98 30 42 26 Opal (A/D) 0.98 21 33 26 Polycarbonate EW Heatstop Opal (T) 1.19 20 39 24 Heatstop PC DW Clear (T/H) 0.98 18 34 26 Opal (T/O) 0.98 17 30 26 | https://skylux.eu/en/products/skylux-160-ce-met-koepel-en-polyester-opstand-30-20-met-lm-motor-en-pvc-raam-type-ep25-1600-x-1600-mm | https://skylux.eu/cdn/shop/files/Skylux-160deg-CE-met-koepel-en-polyester-opstand-3020-met-LM-motor-en-pvc-raam-type-EP25-1600-x-1600-mm-RWA-systeem.jpg?v=1702978130&width=1600 | https://skylux.eu/cdn/shop/files/e5a82811-1bb0-48e4-a776-cacb59c7c092_9bfa242d-cbc9-4f9a-910a-8a10f67ecc25.jpg?v=1688550558&width=1600 | //skylux.eu/cdn/shop/files/E_MH_Mounting_instructions_Skylux_160_CE_LM.pdf?v=12406716259046007223 | //skylux.eu/cdn/shop/files/E_TD_Technical_File_Skylux_Skylux_160_CE_Electric.pdf?v=3667116872303399239 | <style type="text/css" id="isPasted"><!--td {border: 1px solid #cccccc;}br {mso-data-placement:same-cell;}--></style><table border="1" cellpadding="0" cellspacing="0" dir="ltr" style="table-layout:fixed;font-size:10pt;font-family:Arial;border-collapse:collapse;border:none;"><tbody> <tr style="height:20px;"> <td style="overflow:hidden;padding:0px 3px 0px 3px;vertical-align:bottom;"></td> <td style="overflow:hidden;padding:0px 3px 0px 3px;vertical-align:bottom;"></td> <td style="overflow:hidden;padding:0px 3px 0px 3px;vertical-align:bottom;"></td> <td data-sheets-value='{"1":2,"2":"Ut-value"}' style="overflow:hidden;padding:0px 3px 0px 3px;vertical-align:bottom;font-weight:bold;text-align:center;">Ut-value</td> <td data-sheets-value='{"1":2,"2":"LT-value"}' style="overflow:hidden;padding:0px 3px 0px 3px;vertical-align:bottom;font-weight:bold;text-align:center;">LT-value</td> <td data-sheets-value='{"1":2,"2":"g-value"}' style="overflow:hidden;padding:0px 3px 0px 3px;vertical-align:bottom;font-weight:bold;text-align:center;">g-value</td> <td data-sheets-value='{"1":2,"2":"Rw-value "}' style="overflow:hidden;padding:0px 3px 0px 3px;vertical-align:bottom;font-weight:bold;text-align:center;">Rw-value </td> </tr> <tr style="height:20px;"> <td style="overflow:hidden;padding:0px 3px 0px 3px;vertical-align:bottom;"></td> <td style="overflow:hidden;padding:0px 3px 0px 3px;vertical-align:bottom;"></td> <td style="overflow:hidden;padding:0px 3px 0px 3px;vertical-align:bottom;"></td> <td data-sheets-numberformat='{"1":2,"2":"0.00","3":1}' data-sheets-value='{"1":2,"2":"EN 1873 : 2014"}' style="overflow:hidden;padding:0px 3px 0px 3px;vertical-align:bottom;text-align:center;">EN 1873 : 2014</td> <td data-sheets-numberformat='{"1":2,"2":"0","3":1}' data-sheets-value='{"1":2,"2":"EN ISO 13468 EN 16153 EN 410"}' style="overflow:hidden;padding:0px 3px 0px 3px;vertical-align:bottom;text-align:center;">EN ISO 13468 EN 16153 EN 410</td> <td data-sheets-numberformat='{"1":2,"2":"0","3":1}' data-sheets-value='{"1":2,"2":"EN 410"}' style="overflow:hidden;padding:0px 3px 0px 3px;vertical-align:bottom;text-align:center;">EN 410</td> <td data-sheets-value='{"1":2,"2":"EN ISO 140-3\t\t"}' style="overflow:hidden;padding:0px 3px 0px 3px;vertical-align:bottom;text-align:center;">EN ISO 140-3 </td> </tr> <tr style="height:20px;"> <td data-sheets-value='{"1":2,"2":"Material"}' style="border-bottom:1px solid #000000;overflow:hidden;padding:0px 3px 0px 3px;vertical-align:bottom;background-color:#000000;font-weight:bold;color:#ffffff;">Material</td> <td data-sheets-value='{"1":2,"2":"Walls"}' style="border-bottom:1px solid #000000;overflow:hidden;padding:0px 3px 0px 3px;vertical-align:bottom;background-color:#000000;font-weight:bold;color:#ffffff;">Walls</td> <td data-sheets-value='{"1":2,"2":"Shells"}' style="border-bottom:1px solid #000000;overflow:hidden;padding:0px 3px 0px 3px;vertical-align:bottom;background-color:#000000;font-weight:bold;color:#ffffff;">Shells</td> <td data-sheets-numberformat='{"1":2,"2":"0.00","3":1}' data-sheets-value='{"1":2,"2":"(W/m²K)\t"}' style="border-bottom:1px solid #000000;overflow:hidden;padding:0px 3px 0px 3px;vertical-align:bottom;background-color:#000000;font-weight:bold;color:#ffffff;text-align:center;">(W/m²K) </td> <td data-sheets-numberformat='{"1":2,"2":"0","3":1}' data-sheets-value='{"1":2,"2":"(%)"}' style="border-bottom:1px solid #000000;overflow:hidden;padding:0px 3px 0px 3px;vertical-align:bottom;background-color:#000000;font-weight:bold;color:#ffffff;text-align:center;">(%)</td> <td data-sheets-numberformat='{"1":2,"2":"0","3":1}' data-sheets-value='{"1":2,"2":"(%)"}' style="border-bottom:1px solid #000000;overflow:hidden;padding:0px 3px 0px 3px;vertical-align:bottom;background-color:#000000;font-weight:bold;color:#ffffff;text-align:center;">(%)</td> <td data-sheets-value='{"1":2,"2":"(dB)"}' style="border-bottom:1px solid #000000;overflow:hidden;padding:0px 3px 0px 3px;vertical-align:bottom;background-color:#000000;font-weight:bold;color:#ffffff;text-align:center;">(dB)</td> </tr> <tr style="height:20px;"> <td data-sheets-value='{"1":2,"2":"Acrylic"}' style="border-left:1px solid #000000;overflow:hidden;padding:0px 3px 0px 3px;vertical-align:bottom;">Acrylic</td> <td data-sheets-value='{"1":2,"2":"EW"}' style="overflow:hidden;padding:0px 3px 0px 3px;vertical-align:bottom;">EW</td> <td data-sheets-value='{"1":2,"2":"Clear (H)"}' style="overflow:hidden;padding:0px 3px 0px 3px;vertical-align:bottom;">Clear (H)</td> <td data-sheets-numberformat='{"1":2,"2":"0.00","3":1}' data-sheets-value='{"1":3,"3":1.19}' style="overflow:hidden;padding:0px 3px 0px 3px;vertical-align:bottom;text-align:center;">1.19</td> <td data-sheets-numberformat='{"1":2,"2":"0","3":1}' data-sheets-value='{"1":3,"3":36.9}' style="overflow:hidden;padding:0px 3px 0px 3px;vertical-align:bottom;text-align:center;">37</td> <td data-sheets-numberformat='{"1":2,"2":"0","3":1}' data-sheets-value='{"1":3,"3":57.42}' style="overflow:hidden;padding:0px 3px 0px 3px;vertical-align:bottom;text-align:center;">57</td> <td data-sheets-value='{"1":3,"3":24}' style="border-right:1px solid #000000;overflow:hidden;padding:0px 3px 0px 3px;vertical-align:bottom;text-align:center;">24</td> </tr> <tr style="height:20px;"> <td data-sheets-value='{"1":2,"2":"PMMA"}' style="border-left:1px solid #000000;overflow:hidden;padding:0px 3px 0px 3px;vertical-align:bottom;">PMMA</td> <td style="overflow:hidden;padding:0px 3px 0px 3px;vertical-align:bottom;"></td> <td data-sheets-value='{"1":2,"2":"Opal (O)"}' style="overflow:hidden;padding:0px 3px 0px 3px;vertical-align:bottom;">Opal (O)</td> <td data-sheets-numberformat='{"1":2,"2":"0.00","3":1}' data-sheets-value='{"1":3,"3":1.19}' style="overflow:hidden;padding:0px 3px 0px 3px;vertical-align:bottom;text-align:center;">1.19</td> <td data-sheets-numberformat='{"1":2,"2":"0","3":1}' data-sheets-value='{"1":3,"3":34.03}' style="overflow:hidden;padding:0px 3px 0px 3px;vertical-align:bottom;text-align:center;">34</td> <td data-sheets-numberformat='{"1":2,"2":"0","3":1}' data-sheets-value='{"1":3,"3":50.160000000000004}' style="overflow:hidden;padding:0px 3px 0px 3px;vertical-align:bottom;text-align:center;">50</td> <td data-sheets-value='{"1":3,"3":24}' style="border-right:1px solid #000000;overflow:hidden;padding:0px 3px 0px 3px;vertical-align:bottom;text-align:center;">24</td> </tr> <tr style="height:20px;"> <td style="border-left:1px solid #000000;overflow:hidden;padding:0px 3px 0px 3px;vertical-align:bottom;"></td> <td data-sheets-value='{"1":2,"2":"DW"}' style="overflow:hidden;padding:0px 3px 0px 3px;vertical-align:bottom;">DW</td> <td data-sheets-value='{"1":2,"2":"Clear (H/H)"}' style="overflow:hidden;padding:0px 3px 0px 3px;vertical-align:bottom;">Clear (H/H)</td> <td data-sheets-numberformat='{"1":2,"2":"0.00","3":1}' data-sheets-value='{"1":3,"3":0.98}' style="overflow:hidden;padding:0px 3px 0px 3px;vertical-align:bottom;text-align:center;">0.98</td> <td data-sheets-numberformat='{"1":2,"2":"0","3":1}' data-sheets-value='{"1":3,"3":33.21}' style="overflow:hidden;padding:0px 3px 0px 3px;vertical-align:bottom;text-align:center;">33</td> <td data-sheets-numberformat='{"1":2,"2":"0","3":1}' data-sheets-value='{"1":3,"3":49.5}' style="overflow:hidden;padding:0px 3px 0px 3px;vertical-align:bottom;text-align:center;">50</td> <td data-sheets-value='{"1":3,"3":26}' style="border-right:1px solid #000000;overflow:hidden;padding:0px 3px 0px 3px;vertical-align:bottom;text-align:center;">26</td> </tr> <tr style="height:20px;"> <td style="border-bottom:1px solid #000000;border-left:1px solid #000000;overflow:hidden;padding:0px 3px 0px 3px;vertical-align:bottom;"></td> <td style="border-bottom:1px solid #000000;overflow:hidden;padding:0px 3px 0px 3px;vertical-align:bottom;"></td> <td data-sheets-value='{"1":2,"2":"Opal (O/O)"}' style="border-bottom:1px solid #000000;overflow:hidden;padding:0px 3px 0px 3px;vertical-align:bottom;">Opal (O/O)</td> <td data-sheets-numberformat='{"1":2,"2":"0.00","3":1}' data-sheets-value='{"1":3,"3":0.98}' style="border-bottom:1px solid #000000;overflow:hidden;padding:0px 3px 0px 3px;vertical-align:bottom;text-align:center;">0.98</td> <td data-sheets-numberformat='{"1":2,"2":"0","3":1}' data-sheets-value='{"1":3,"3":28.29}' style="border-bottom:1px solid #000000;overflow:hidden;padding:0px 3px 0px 3px;vertical-align:bottom;text-align:center;">28</td> <td data-sheets-numberformat='{"1":2,"2":"0","3":1}' data-sheets-value='{"1":3,"3":38.28}' style="border-bottom:1px solid #000000;overflow:hidden;padding:0px 3px 0px 3px;vertical-align:bottom;text-align:center;">38</td> <td data-sheets-value='{"1":3,"3":26}' style="border-right:1px solid #000000;border-bottom:1px solid #000000;overflow:hidden;padding:0px 3px 0px 3px;vertical-align:bottom;text-align:center;">26</td> </tr> <tr style="height:20px;"> <td data-sheets-value='{"1":2,"2":"Polycarbonate "}' style="border-left:1px solid #000000;overflow:hidden;padding:0px 3px 0px 3px;vertical-align:bottom;">Polycarbonate </td> <td data-sheets-value='{"1":2,"2":"EW"}' style="overflow:hidden;padding:0px 3px 0px 3px;vertical-align:bottom;">EW</td> <td data-sheets-value='{"1":2,"2":"Clear (A)"}' style="overflow:hidden;padding:0px 3px 0px 3px;vertical-align:bottom;">Clear (A)</td> <td data-sheets-numberformat='{"1":2,"2":"0.00","3":1}' data-sheets-value='{"1":3,"3":1.19}' style="overflow:hidden;padding:0px 3px 0px 3px;vertical-align:bottom;text-align:center;">1.19</td> <td data-sheets-numberformat='{"1":2,"2":"0","3":1}' data-sheets-value='{"1":3,"3":36.08}' style="overflow:hidden;padding:0px 3px 0px 3px;vertical-align:bottom;text-align:center;">36</td> <td data-sheets-numberformat='{"1":2,"2":"0","3":1}' data-sheets-value='{"1":3,"3":54.78}' style="overflow:hidden;padding:0px 3px 0px 3px;vertical-align:bottom;text-align:center;">55</td> <td data-sheets-value='{"1":3,"3":24}' style="border-right:1px solid #000000;overflow:hidden;padding:0px 3px 0px 3px;vertical-align:bottom;text-align:center;">24</td> </tr> <tr style="height:20px;"> <td data-sheets-value='{"1":2,"2":"PC"}' style="border-left:1px solid #000000;overflow:hidden;padding:0px 3px 0px 3px;vertical-align:bottom;">PC</td> <td style="overflow:hidden;padding:0px 3px 0px 3px;vertical-align:bottom;"></td> <td data-sheets-value='{"1":2,"2":"Opal (D)"}' style="overflow:hidden;padding:0px 3px 0px 3px;vertical-align:bottom;">Opal (D)</td> <td data-sheets-numberformat='{"1":2,"2":"0.00","3":1}' data-sheets-value='{"1":3,"3":1.19}' style="overflow:hidden;padding:0px 3px 0px 3px;vertical-align:bottom;text-align:center;">1.19</td> <td data-sheets-numberformat='{"1":2,"2":"0","3":1}' data-sheets-value='{"1":3,"3":23.779999999999998}' style="overflow:hidden;padding:0px 3px 0px 3px;vertical-align:bottom;text-align:center;">24</td> <td data-sheets-numberformat='{"1":2,"2":"0","3":1}' data-sheets-value='{"1":3,"3":39.6}' style="overflow:hidden;padding:0px 3px 0px 3px;vertical-align:bottom;text-align:center;">40</td> <td data-sheets-value='{"1":3,"3":24}' style="border-right:1px solid #000000;overflow:hidden;padding:0px 3px 0px 3px;vertical-align:bottom;text-align:center;">24</td> </tr> <tr style="height:20px;"> <td style="border-left:1px solid #000000;overflow:hidden;padding:0px 3px 0px 3px;vertical-align:bottom;"></td> <td data-sheets-value='{"1":2,"2":"DW"}' style="overflow:hidden;padding:0px 3px 0px 3px;vertical-align:bottom;">DW</td> <td data-sheets-value='{"1":2,"2":"Clear (A/H)"}' style="overflow:hidden;padding:0px 3px 0px 3px;vertical-align:bottom;">Clear (A/H)</td> <td data-sheets-numberformat='{"1":2,"2":"0.00","3":1}' data-sheets-value='{"1":3,"3":0.98}' style="overflow:hidden;padding:0px 3px 0px 3px;vertical-align:bottom;text-align:center;">0.98</td> <td data-sheets-numberformat='{"1":2,"2":"0","3":1}' data-sheets-value='{"1":3,"3":32.39}' style="overflow:hidden;padding:0px 3px 0px 3px;vertical-align:bottom;text-align:center;">32</td> <td data-sheets-numberformat='{"1":2,"2":"0","3":1}' data-sheets-value='{"1":3,"3":47.52}' style="overflow:hidden;padding:0px 3px 0px 3px;vertical-align:bottom;text-align:center;">48</td> <td data-sheets-value='{"1":3,"3":26}' style="border-right:1px solid #000000;overflow:hidden;padding:0px 3px 0px 3px;vertical-align:bottom;text-align:center;">26</td> </tr> <tr style="height:20px;"> <td style="border-left:1px solid #000000;overflow:hidden;padding:0px 3px 0px 3px;vertical-align:bottom;"></td> <td style="overflow:hidden;padding:0px 3px 0px 3px;vertical-align:bottom;"></td> <td data-sheets-value='{"1":2,"2":"Clear (A/A)"}' style="overflow:hidden;padding:0px 3px 0px 3px;vertical-align:bottom;">Clear (A/A)</td> <td data-sheets-numberformat='{"1":2,"2":"0.00","3":1}' data-sheets-value='{"1":3,"3":0.98}' style="overflow:hidden;padding:0px 3px 0px 3px;vertical-align:bottom;text-align:center;">0.98</td> <td data-sheets-numberformat='{"1":2,"2":"0","3":1}' data-sheets-value='{"1":3,"3":31.569999999999997}' style="overflow:hidden;padding:0px 3px 0px 3px;vertical-align:bottom;text-align:center;">32</td> <td data-sheets-numberformat='{"1":2,"2":"0","3":1}' data-sheets-value='{"1":3,"3":45.54}' style="overflow:hidden;padding:0px 3px 0px 3px;vertical-align:bottom;text-align:center;">46</td> <td data-sheets-value='{"1":3,"3":26}' style="border-right:1px solid #000000;overflow:hidden;padding:0px 3px 0px 3px;vertical-align:bottom;text-align:center;">26</td> </tr> <tr style="height:20px;"> <td style="border-left:1px solid #000000;overflow:hidden;padding:0px 3px 0px 3px;vertical-align:bottom;"></td> <td style="overflow:hidden;padding:0px 3px 0px 3px;vertical-align:bottom;"></td> <td data-sheets-value='{"1":2,"2":"Opal (A/O)"}' style="overflow:hidden;padding:0px 3px 0px 3px;vertical-align:bottom;">Opal (A/O)</td> <td data-sheets-numberformat='{"1":2,"2":"0.00","3":1}' data-sheets-value='{"1":3,"3":0.98}' style="overflow:hidden;padding:0px 3px 0px 3px;vertical-align:bottom;text-align:center;">0.98</td> <td data-sheets-numberformat='{"1":2,"2":"0","3":1}' data-sheets-value='{"1":3,"3":29.93}' style="overflow:hidden;padding:0px 3px 0px 3px;vertical-align:bottom;text-align:center;">30</td> <td data-sheets-numberformat='{"1":2,"2":"0","3":1}' data-sheets-value='{"1":3,"3":41.580000000000005}' style="overflow:hidden;padding:0px 3px 0px 3px;vertical-align:bottom;text-align:center;">42</td> <td data-sheets-value='{"1":3,"3":26}' style="border-right:1px solid #000000;overflow:hidden;padding:0px 3px 0px 3px;vertical-align:bottom;text-align:center;">26</td> </tr> <tr style="height:20px;"> <td style="border-bottom:1px solid #000000;border-left:1px solid #000000;overflow:hidden;padding:0px 3px 0px 3px;vertical-align:bottom;"></td> <td style="border-bottom:1px solid #000000;overflow:hidden;padding:0px 3px 0px 3px;vertical-align:bottom;"></td> <td data-sheets-value='{"1":2,"2":"Opal (A/D)"}' style="border-bottom:1px solid #000000;overflow:hidden;padding:0px 3px 0px 3px;vertical-align:bottom;">Opal (A/D)</td> <td data-sheets-numberformat='{"1":2,"2":"0.00","3":1}' data-sheets-value='{"1":3,"3":0.98}' style="border-bottom:1px solid #000000;overflow:hidden;padding:0px 3px 0px 3px;vertical-align:bottom;text-align:center;">0.98</td> <td data-sheets-numberformat='{"1":2,"2":"0","3":1}' data-sheets-value='{"1":3,"3":20.91}' style="border-bottom:1px solid #000000;overflow:hidden;padding:0px 3px 0px 3px;vertical-align:bottom;text-align:center;">21</td> <td data-sheets-numberformat='{"1":2,"2":"0","3":1}' data-sheets-value='{"1":3,"3":33}' style="border-bottom:1px solid #000000;overflow:hidden;padding:0px 3px 0px 3px;vertical-align:bottom;text-align:center;">33</td> <td data-sheets-value='{"1":3,"3":26}' style="border-right:1px solid #000000;border-bottom:1px solid #000000;overflow:hidden;padding:0px 3px 0px 3px;vertical-align:bottom;text-align:center;">26</td> </tr> <tr style="height:20px;"> <td data-sheets-value='{"1":2,"2":"Polycarbonate"}' style="border-left:1px solid #000000;overflow:hidden;padding:0px 3px 0px 3px;vertical-align:bottom;">Polycarbonate</td> <td data-sheets-value='{"1":2,"2":"EW"}' style="overflow:hidden;padding:0px 3px 0px 3px;vertical-align:bottom;">EW</td> <td data-sheets-value='{"1":2,"2":"Heatstop Opal (T)"}' style="overflow:hidden;padding:0px 3px 0px 3px;vertical-align:bottom;">Heatstop Opal (T)</td> <td data-sheets-numberformat='{"1":2,"2":"0.00","3":1}' data-sheets-value='{"1":3,"3":1.19}' style="overflow:hidden;padding:0px 3px 0px 3px;vertical-align:bottom;text-align:center;">1.19</td> <td data-sheets-numberformat='{"1":2,"2":"0","3":1}' data-sheets-value='{"1":3,"3":20.09}' style="overflow:hidden;padding:0px 3px 0px 3px;vertical-align:bottom;text-align:center;">20</td> <td data-sheets-numberformat='{"1":2,"2":"0","3":1}' data-sheets-value='{"1":3,"3":38.940000000000005}' style="overflow:hidden;padding:0px 3px 0px 3px;vertical-align:bottom;text-align:center;">39</td> <td data-sheets-value='{"1":3,"3":24}' style="border-right:1px solid #000000;overflow:hidden;padding:0px 3px 0px 3px;vertical-align:bottom;text-align:center;">24</td> </tr> <tr style="height:20px;"> <td data-sheets-value='{"1":2,"2":"Heatstop PC"}' style="border-left:1px solid #000000;overflow:hidden;padding:0px 3px 0px 3px;vertical-align:bottom;">Heatstop PC</td> <td data-sheets-value='{"1":2,"2":"DW"}' style="overflow:hidden;padding:0px 3px 0px 3px;vertical-align:bottom;">DW</td> <td data-sheets-value='{"1":2,"2":"Clear (T/H)"}' style="overflow:hidden;padding:0px 3px 0px 3px;vertical-align:bottom;">Clear (T/H)</td> <td data-sheets-numberformat='{"1":2,"2":"0.00","3":1}' data-sheets-value='{"1":3,"3":0.98}' style="overflow:hidden;padding:0px 3px 0px 3px;vertical-align:bottom;text-align:center;">0.98</td> <td data-sheets-numberformat='{"1":2,"2":"0","3":1}' data-sheets-value='{"1":3,"3":18.04}' style="overflow:hidden;padding:0px 3px 0px 3px;vertical-align:bottom;text-align:center;">18</td> <td data-sheets-numberformat='{"1":2,"2":"0","3":1}' data-sheets-value='{"1":3,"3":33.660000000000004}' style="overflow:hidden;padding:0px 3px 0px 3px;vertical-align:bottom;text-align:center;">34</td> <td data-sheets-value='{"1":3,"3":26}' style="border-right:1px solid #000000;overflow:hidden;padding:0px 3px 0px 3px;vertical-align:bottom;text-align:center;">26</td> </tr> <tr style="height:20px;"> <td style="border-bottom:1px solid #000000;border-left:1px solid #000000;overflow:hidden;padding:0px 3px 0px 3px;vertical-align:bottom;"></td> <td style="border-bottom:1px solid #000000;overflow:hidden;padding:0px 3px 0px 3px;vertical-align:bottom;"></td> <td data-sheets-value='{"1":2,"2":"Opal (T/O)"}' style="border-bottom:1px solid #000000;overflow:hidden;padding:0px 3px 0px 3px;vertical-align:bottom;">Opal (T/O)</td> <td data-sheets-numberformat='{"1":2,"2":"0.00","3":1}' data-sheets-value='{"1":3,"3":0.98}' style="border-bottom:1px solid #000000;overflow:hidden;padding:0px 3px 0px 3px;vertical-align:bottom;text-align:center;">0.98</td> <td data-sheets-numberformat='{"1":2,"2":"0","3":1}' data-sheets-value='{"1":3,"3":16.81}' style="border-bottom:1px solid #000000;overflow:hidden;padding:0px 3px 0px 3px;vertical-align:bottom;text-align:center;">17</td> <td data-sheets-numberformat='{"1":2,"2":"0","3":1}' data-sheets-value='{"1":3,"3":29.700000000000003}' style="border-bottom:1px solid #000000;overflow:hidden;padding:0px 3px 0px 3px;vertical-align:bottom;text-align:center;">30</td> <td data-sheets-value='{"1":3,"3":26}' style="border-right:1px solid #000000;border-bottom:1px solid #000000;overflow:hidden;padding:0px 3px 0px 3px;vertical-align:bottom;text-align:center;">26</td> </tr> </tbody></table> | skylux-160-ce-met-koepel-en-polyester-opstand-30-20-met-lm-motor-en-pvc-raam-type-ep25-1600-x-1600-mm | 8586012557645 | 46872310907213
Smoke and heat exhaust (SHEV) | SHE system | Skylux | Skylux 160° CE with skylight and polyester curb 30/20 with LM-actuator and spoiler - iDome 0700 x 1000 mm |  | 94849 | 5412970948490 | 4507.25 | Yes | 30-45 | 78.09 | 700 x 1000 mm | 1000 | 700 |  | polyester 30/20 (30 cm high & roof opening = 20 cm larger than daylight size) | Rectangular | 0.93 W/m²K | 46% - 31% | 68% - 37% | 40dB | 160° CE (for industry) | iDome | with spoiler | E | Single actuator | Maximum single-walled skylight possible for this product | Number of walls Double glazing+ plastic skylight (max. single-walled) Insulation value (Ug-value) 0.93 W/m²K in combination with a single-walled skylight Burglar-resistant Yes Fall-through safety Only in combination with a polycarbonate plastic skylight Acoustic value Rw 40 dB LT-value 68% in combination with a single-walled clear acrylic skylight 62% in combination with a single-walled opal acrylic skylight 66% in combination with a single-walled clear polycarbonate skylight 44% in combination with a single-walled opal polycarbonate skylight g-value 46% in combination with a single-walled clear acrylic skylight 40% in combination with a single-walled opal acrylic skylight 44% in combination with a single-walled clear polycarbonate skylight 32% in combination with a single-walled opal polycarbonate skylight Shape Spherical Guarantee 10 years | https://skylux.eu/en/products/skylux-160-ce-met-koepel-en-polyester-opstand-30-20-met-lm-motor-en-windvang-idome-0700-x-1000-mm | https://skylux.eu/cdn/shop/files/Skylux-160deg-CE-met-koepel-en-polyester-opstand-3020-met-LM-motor-en-windvang-iDome-0700-x-1000-mm-RWA-systeem.jpg?v=1702978528&width=1600 | https://skylux.eu/cdn/shop/files/e5a82811-1bb0-48e4-a776-cacb59c7c092_7defb171-8070-4d53-8049-6e4629550c5f.jpg?v=1688550669&width=1600 | //skylux.eu/cdn/shop/files/E_MH_Mounting_instructions_Skylux_160_CE_LM.pdf?v=12406716259046007223 | //skylux.eu/cdn/shop/files/E_TD_Technical_File_Skylux_Skylux_160_CE_Electric.pdf?v=3667116872303399239 | <table><tbody> <tr> <td>Number of walls</td> <td>Double glazing+ plastic skylight (max. single-walled)</td> </tr> <tr> <td>Insulation value (Ug-value)</td> <td>0.93 W/m²K in combination with a single-walled skylight</td> </tr> <tr> <td>Burglar-resistant</td> <td>Yes</td> </tr> <tr> <td>Fall-through safety</td> <td>Only in combination with a <a href="">polycarbonate plastic skylight</a> </td> </tr> <tr> <td>Acoustic value Rw</td> <td>40 dB</td> </tr> <tr> <td>LT-value</td> <td> <p>68% in combination with a single-walled clear acrylic skylight<br> 62% in combination with a single-walled opal acrylic skylight<br> 66% in combination with a single-walled clear polycarbonate skylight<br> 44% in combination with a single-walled opal polycarbonate skylight</p> </td> </tr> <tr> <td>g-value</td> <td>46% in combination with a single-walled clear acrylic skylight<br> 40% in combination with a single-walled opal acrylic skylight<br> 44% in combination with a single-walled clear polycarbonate skylight<br> 32% in combination with a single-walled opal polycarbonate skylight</td> </tr> <tr> <td>Shape</td> <td>Spherical</td> </tr> <tr> <td>Guarantee</td> <td>10 years</td> </tr> </tbody></table> | skylux-160-ce-met-koepel-en-polyester-opstand-30-20-met-lm-motor-en-windvang-idome-0700-x-1000-mm | 8586015473997 | 46872316805453
Smoke and heat exhaust (SHEV) | SHE system | Skylux | Skylux 160° CE with skylight and polyester curb 30/20 with LM-actuator and spoiler - iDome 1000 x 1000 mm |  | 94845 | 5412970948452 | 5026.35 | Yes | 30-45 | 95.41 | 1000 x 1000 mm | 1000 | 1000 |  | polyester 30/20 (30 cm high & roof opening = 20 cm larger than daylight size) | Square | 0.93 W/m²K | 46% - 31% | 68% - 37% | 40dB | 160° CE (for industry) | iDome | with spoiler | E | Single actuator | Maximum single-walled skylight possible for this product | Number of walls Double glazing+ plastic skylight (max. single-walled) Insulation value (Ug-value) 0.93 W/m²K in combination with a single-walled skylight Burglar-resistant Yes Fall-through safety Only in combination with a polycarbonate plastic skylight Acoustic value Rw 40 dB LT-value 68% in combination with a single-walled clear acrylic skylight 62% in combination with a single-walled opal acrylic skylight 66% in combination with a single-walled clear polycarbonate skylight 44% in combination with a single-walled opal polycarbonate skylight g-value 46% in combination with a single-walled clear acrylic skylight 40% in combination with a single-walled opal acrylic skylight 44% in combination with a single-walled clear polycarbonate skylight 32% in combination with a single-walled opal polycarbonate skylight Shape Spherical Guarantee 10 years | https://skylux.eu/en/products/skylux-160-ce-met-koepel-en-polyester-opstand-30-20-met-lm-motor-en-windvang-idome-1000-x-1000-mm | https://skylux.eu/cdn/shop/files/Skylux-160deg-CE-met-koepel-en-polyester-opstand-3020-met-LM-motor-en-windvang-iDome-1000-x-1000-mm-RWA-systeem.jpg?v=1702978545&width=1600 | https://skylux.eu/cdn/shop/files/e5a82811-1bb0-48e4-a776-cacb59c7c092_4f2e6038-0ff8-4431-9cc9-46a80fed7fbf.jpg?v=1688550674&width=1600 | //skylux.eu/cdn/shop/files/E_MH_Mounting_instructions_Skylux_160_CE_LM.pdf?v=12406716259046007223 | //skylux.eu/cdn/shop/files/E_TD_Technical_File_Skylux_Skylux_160_CE_Electric.pdf?v=3667116872303399239 | <table><tbody> <tr> <td>Number of walls</td> <td>Double glazing+ plastic skylight (max. single-walled)</td> </tr> <tr> <td>Insulation value (Ug-value)</td> <td>0.93 W/m²K in combination with a single-walled skylight</td> </tr> <tr> <td>Burglar-resistant</td> <td>Yes</td> </tr> <tr> <td>Fall-through safety</td> <td>Only in combination with a <a href="">polycarbonate plastic skylight</a> </td> </tr> <tr> <td>Acoustic value Rw</td> <td>40 dB</td> </tr> <tr> <td>LT-value</td> <td> <p>68% in combination with a single-walled clear acrylic skylight<br> 62% in combination with a single-walled opal acrylic skylight<br> 66% in combination with a single-walled clear polycarbonate skylight<br> 44% in combination with a single-walled opal polycarbonate skylight</p> </td> </tr> <tr> <td>g-value</td> <td>46% in combination with a single-walled clear acrylic skylight<br> 40% in combination with a single-walled opal acrylic skylight<br> 44% in combination with a single-walled clear polycarbonate skylight<br> 32% in combination with a single-walled opal polycarbonate skylight</td> </tr> <tr> <td>Shape</td> <td>Spherical</td> </tr> <tr> <td>Guarantee</td> <td>10 years</td> </tr> </tbody></table> | skylux-160-ce-met-koepel-en-polyester-opstand-30-20-met-lm-motor-en-windvang-idome-1000-x-1000-mm | 8586015637837 | 46872317231437
Smoke and heat exhaust (SHEV) | SHE system | Skylux | Skylux 160° CE with skylight and polyester curb 30/20 with LM-actuator and spoiler - iDome 1000 x 1300 mm |  | 94851 | 5412970948513 | 5412.35 | Yes | 30-45 | 111.09 | 1000 x 1300 mm | 1300 | 1000 |  | polyester 30/20 (30 cm high & roof opening = 20 cm larger than daylight size) | Rectangular | 0.93 W/m²K | 46% - 31% | 68% - 37% | 40dB | 160° CE (for industry) | iDome | with spoiler | E | Single actuator | Maximum single-walled skylight possible for this product | Number of walls Double glazing+ plastic skylight (max. single-walled) Insulation value (Ug-value) 0.93 W/m²K in combination with a single-walled skylight Burglar-resistant Yes Fall-through safety Only in combination with a polycarbonate plastic skylight Acoustic value Rw 40 dB LT-value 68% in combination with a single-walled clear acrylic skylight 62% in combination with a single-walled opal acrylic skylight 66% in combination with a single-walled clear polycarbonate skylight 44% in combination with a single-walled opal polycarbonate skylight g-value 46% in combination with a single-walled clear acrylic skylight 40% in combination with a single-walled opal acrylic skylight 44% in combination with a single-walled clear polycarbonate skylight 32% in combination with a single-walled opal polycarbonate skylight Shape Spherical Guarantee 10 years | https://skylux.eu/en/products/skylux-160-ce-met-koepel-en-polyester-opstand-30-20-met-lm-motor-en-windvang-idome-1000-x-1300-mm | https://skylux.eu/cdn/shop/files/Skylux-160deg-CE-met-koepel-en-polyester-opstand-3020-met-LM-motor-en-windvang-iDome-1000-x-1300-mm-RWA-systeem.jpg?v=1702978550&width=1600 | https://skylux.eu/cdn/shop/files/e5a82811-1bb0-48e4-a776-cacb59c7c092_ea426864-b56c-482c-977d-09018a72dec8.jpg?v=1688550675&width=1600 | //skylux.eu/cdn/shop/files/E_MH_Mounting_instructions_Skylux_160_CE_LM.pdf?v=12406716259046007223 | //skylux.eu/cdn/shop/files/E_TD_Technical_File_Skylux_Skylux_160_CE_Electric.pdf?v=3667116872303399239 | <table><tbody> <tr> <td>Number of walls</td> <td>Double glazing+ plastic skylight (max. single-walled)</td> </tr> <tr> <td>Insulation value (Ug-value)</td> <td>0.93 W/m²K in combination with a single-walled skylight</td> </tr> <tr> <td>Burglar-resistant</td> <td>Yes</td> </tr> <tr> <td>Fall-through safety</td> <td>Only in combination with a <a href="">polycarbonate plastic skylight</a> </td> </tr> <tr> <td>Acoustic value Rw</td> <td>40 dB</td> </tr> <tr> <td>LT-value</td> <td> <p>68% in combination with a single-walled clear acrylic skylight<br> 62% in combination with a single-walled opal acrylic skylight<br> 66% in combination with a single-walled clear polycarbonate skylight<br> 44% in combination with a single-walled opal polycarbonate skylight</p> </td> </tr> <tr> <td>g-value</td> <td>46% in combination with a single-walled clear acrylic skylight<br> 40% in combination with a single-walled opal acrylic skylight<br> 44% in combination with a single-walled clear polycarbonate skylight<br> 32% in combination with a single-walled opal polycarbonate skylight</td> </tr> <tr> <td>Shape</td> <td>Spherical</td> </tr> <tr> <td>Guarantee</td> <td>10 years</td> </tr> </tbody></table> | skylux-160-ce-met-koepel-en-polyester-opstand-30-20-met-lm-motor-en-windvang-idome-1000-x-1300-mm | 8586015703373 | 46872317329741
Smoke and heat exhaust (SHEV) | SHE system | Skylux | Skylux 160° CE with skylight and polyester curb 30/20 with LM-actuator and spoiler - iWindow2 0700 x 1000 mm |  | 94858 | 5412970948582 | 4457.65 | Yes | 30-45 | 85.43 | 700 x 1000 mm | 1000 | 700 |  | polyester 30/20 (30 cm high & roof opening = 20 cm larger than daylight size) | Rectangular | 1.00 W/m²K | 52% | 75% | 39dB | 160° CE (for industry) | iWindow2 | with spoiler | E | Single actuator |  | Material Clear Number of walls Double-walled Insulation value (Ug-value) 1 W/m²K Acoustic value Rw 39 dB Fall-through safety Yes LT-value 75 % g-value 52 % Weight 44 kg/m² Guarantee 10 years | https://skylux.eu/en/products/skylux-160-ce-met-koepel-en-polyester-opstand-30-20-met-lm-motor-en-windvang-iwindow2-0700-x-1000-mm | https://skylux.eu/cdn/shop/files/Skylux-160deg-CE-met-koepel-en-polyester-opstand-3020-met-LM-motor-en-windvang-iWindow2-0700-x-1000-mm-RWA-systeem.jpg?v=1702978577&width=1600 | https://skylux.eu/cdn/shop/files/e5a82811-1bb0-48e4-a776-cacb59c7c092_fe98586c-937a-4591-a379-8178d3923b02.jpg?v=1688550684&width=1600 | //skylux.eu/cdn/shop/files/E_MH_Mounting_instructions_Skylux_160_CE_LM.pdf?v=12406716259046007223 | //skylux.eu/cdn/shop/files/E_TD_Technical_File_Skylux_Skylux_160_CE_Electric.pdf?v=3667116872303399239 | <table data-mce-selected="1"><tbody> <tr> <td data-mce-selected="1">Material<br> </td> <td data-mce-selected="1">Clear<br> </td> </tr> <tr> <td data-mce-selected="1"> <span class="text">Number of walls</span><br> </td> <td data-mce-selected="1">Double-walled<br> </td> </tr> <tr> <td data-mce-selected="1"> <div class="product-specification-name"> <div class="d-flex align-items-center"><span class="text">Insulation value (Ug-value)</span></div> </div> </td> <td data-mce-selected="1">1 W/m²K<br> </td> </tr> <tr> <td data-mce-selected="1">Acoustic value Rw<br> </td> <td data-mce-selected="1">39 dB<br> </td> </tr> <tr> <td data-mce-selected="1">Fall-through safety<br> </td> <td data-mce-selected="1">Yes</td> </tr> <tr> <td data-mce-selected="1">LT-value<br> </td> <td data-mce-selected="1">75 %<br> </td> </tr> <tr> <td data-mce-selected="1"> <span class="text">g-value</span><br> </td> <td data-mce-selected="1">52 %<br> </td> </tr> <tr> <td data-mce-selected="1">Weight<br> </td> <td data-mce-selected="1">44 kg/m²<br> </td> </tr> <tr> <td data-mce-selected="1"> <span class="text">Guarantee</span><br> </td> <td data-mce-selected="1">10 years</td> </tr> </tbody></table> | skylux-160-ce-met-koepel-en-polyester-opstand-30-20-met-lm-motor-en-windvang-iwindow2-0700-x-1000-mm | 8586016031053 | 46872318312781
Smoke and heat exhaust (SHEV) | SHE system | Skylux | Skylux 160° CE with skylight and polyester curb 30/20 with LM-actuator and spoiler - iWindow2 1000 x 1000 mm |  | 94854 | 5412970948544 | 4990.05 | Yes | 30-45 | 103.99 | 1000 x 1000 mm | 1000 | 1000 |  | polyester 30/20 (30 cm high & roof opening = 20 cm larger than daylight size) | Square | 1.00 W/m²K | 52% | 75% | 39dB | 160° CE (for industry) | iWindow2 | with spoiler | E | Single actuator |  | Material Clear Number of walls Double-walled Insulation value (Ug-value) 1 W/m²K Acoustic value Rw 39 dB Fall-through safety Yes LT-value 75 % g-value 52 % Weight 44 kg/m² Guarantee 10 years | https://skylux.eu/en/products/skylux-160-ce-met-koepel-en-polyester-opstand-30-20-met-lm-motor-en-windvang-iwindow2-1000-x-1000-mm | https://skylux.eu/cdn/shop/files/Skylux-160deg-CE-met-koepel-en-polyester-opstand-3020-met-LM-motor-en-windvang-iWindow2-1000-x-1000-mm-RWA-systeem.jpg?v=1702978593&width=1600 | https://skylux.eu/cdn/shop/files/e5a82811-1bb0-48e4-a776-cacb59c7c092_0f27a07f-34c5-4d61-9729-59ebf0df3d61.jpg?v=1688550689&width=1600 | //skylux.eu/cdn/shop/files/E_MH_Mounting_instructions_Skylux_160_CE_LM.pdf?v=12406716259046007223 | //skylux.eu/cdn/shop/files/E_TD_Technical_File_Skylux_Skylux_160_CE_Electric.pdf?v=3667116872303399239 | <table data-mce-selected="1"><tbody> <tr> <td data-mce-selected="1">Material<br> </td> <td data-mce-selected="1">Clear<br> </td> </tr> <tr> <td data-mce-selected="1"> <span class="text">Number of walls</span><br> </td> <td data-mce-selected="1">Double-walled<br> </td> </tr> <tr> <td data-mce-selected="1"> <div class="product-specification-name"> <div class="d-flex align-items-center"><span class="text">Insulation value (Ug-value)</span></div> </div> </td> <td data-mce-selected="1">1 W/m²K<br> </td> </tr> <tr> <td data-mce-selected="1">Acoustic value Rw<br> </td> <td data-mce-selected="1">39 dB<br> </td> </tr> <tr> <td data-mce-selected="1">Fall-through safety<br> </td> <td data-mce-selected="1">Yes</td> </tr> <tr> <td data-mce-selected="1">LT-value<br> </td> <td data-mce-selected="1">75 %<br> </td> </tr> <tr> <td data-mce-selected="1"> <span class="text">g-value</span><br> </td> <td data-mce-selected="1">52 %<br> </td> </tr> <tr> <td data-mce-selected="1">Weight<br> </td> <td data-mce-selected="1">44 kg/m²<br> </td> </tr> <tr> <td data-mce-selected="1"> <span class="text">Guarantee</span><br> </td> <td data-mce-selected="1">10 years</td> </tr> </tbody></table> | skylux-160-ce-met-koepel-en-polyester-opstand-30-20-met-lm-motor-en-windvang-iwindow2-1000-x-1000-mm | 8586016162125 | 46872318476621
Smoke and heat exhaust (SHEV) | SHE system | Skylux | Skylux 160° CE with skylight and polyester curb 30/20 with LM-actuator and spoiler - iWindow2 1000 x 1300 mm |  | 94860 | 5412970948605 | 5342.15 | Yes | 30-45 | 122.77 | 1000 x 1300 mm | 1300 | 1000 |  | polyester 30/20 (30 cm high & roof opening = 20 cm larger than daylight size) | Rectangular | 1.00 W/m²K | 52% | 75% | 39dB | 160° CE (for industry) | iWindow2 | with spoiler | E | Single actuator |  | Material Clear Number of walls Double-walled Insulation value (Ug-value) 1 W/m²K Acoustic value Rw 39 dB Fall-through safety Yes LT-value 75 % g-value 52 % Weight 44 kg/m² Guarantee 10 years | https://skylux.eu/en/products/skylux-160-ce-met-koepel-en-polyester-opstand-30-20-met-lm-motor-en-windvang-iwindow2-1000-x-1300-mm | https://skylux.eu/cdn/shop/files/Skylux-160deg-CE-met-koepel-en-polyester-opstand-3020-met-LM-motor-en-windvang-iWindow2-1000-x-1300-mm-RWA-systeem.jpg?v=1702978599&width=1600 | https://skylux.eu/cdn/shop/files/e5a82811-1bb0-48e4-a776-cacb59c7c092_0c20c88e-0fdf-4aeb-b12d-659e7bb812ae.jpg?v=1688550690&width=1600 | //skylux.eu/cdn/shop/files/E_MH_Mounting_instructions_Skylux_160_CE_LM.pdf?v=12406716259046007223 | //skylux.eu/cdn/shop/files/E_TD_Technical_File_Skylux_Skylux_160_CE_Electric.pdf?v=3667116872303399239 | <table data-mce-selected="1"><tbody> <tr> <td data-mce-selected="1">Material<br> </td> <td data-mce-selected="1">Clear<br> </td> </tr> <tr> <td data-mce-selected="1"> <span class="text">Number of walls</span><br> </td> <td data-mce-selected="1">Double-walled<br> </td> </tr> <tr> <td data-mce-selected="1"> <div class="product-specification-name"> <div class="d-flex align-items-center"><span class="text">Insulation value (Ug-value)</span></div> </div> </td> <td data-mce-selected="1">1 W/m²K<br> </td> </tr> <tr> <td data-mce-selected="1">Acoustic value Rw<br> </td> <td data-mce-selected="1">39 dB<br> </td> </tr> <tr> <td data-mce-selected="1">Fall-through safety<br> </td> <td data-mce-selected="1">Yes</td> </tr> <tr> <td data-mce-selected="1">LT-value<br> </td> <td data-mce-selected="1">75 %<br> </td> </tr> <tr> <td data-mce-selected="1"> <span class="text">g-value</span><br> </td> <td data-mce-selected="1">52 %<br> </td> </tr> <tr> <td data-mce-selected="1">Weight<br> </td> <td data-mce-selected="1">44 kg/m²<br> </td> </tr> <tr> <td data-mce-selected="1"> <span class="text">Guarantee</span><br> </td> <td data-mce-selected="1">10 years</td> </tr> </tbody></table> | skylux-160-ce-met-koepel-en-polyester-opstand-30-20-met-lm-motor-en-windvang-iwindow2-1000-x-1300-mm | 8586016227661 | 46872318574925
Smoke and heat exhaust (SHEV) | SHE system | Skylux | Skylux 160° CE with skylight and polyester curb 30/20 with LM-actuator and spoiler - iWindow3 0700 x 1000 mm |  | 94864 | 5412970948643 | 4962.25 | Yes | 30-45 | 93.17 | 700 x 1000 mm | 1000 | 700 |  | polyester 30/20 (30 cm high & roof opening = 20 cm larger than daylight size) | Rectangular | 0.50 W/m²K | 42% | 63% | 41dB | 160° CE (for industry) | iWindow3 | with spoiler | E | Single actuator |  | Material Clear Number of walls Triple-walled Insulation value (Ug-value) 0.5 W/m²K Acoustic value Rw 41 dB Fall-through safety Yes LT-value 63 % g-value 42 % Weight 60 kg/m² Guarantee 10 years | https://skylux.eu/en/products/skylux-160-ce-met-koepel-en-polyester-opstand-30-20-met-lm-motor-en-windvang-iwindow3-0700-x-1000-mm | https://skylux.eu/cdn/shop/files/Skylux-160deg-CE-met-koepel-en-polyester-opstand-3020-met-LM-motor-en-windvang-iWindow3-0700-x-1000-mm-RWA-systeem.jpg?v=1702978626&width=1600 | https://skylux.eu/cdn/shop/files/e5a82811-1bb0-48e4-a776-cacb59c7c092_b8e73100-67cd-4932-bc99-05dabbec470d.jpg?v=1688550699&width=1600 | //skylux.eu/cdn/shop/files/E_MH_Mounting_instructions_Skylux_160_CE_LM.pdf?v=12406716259046007223 | //skylux.eu/cdn/shop/files/E_TD_Technical_File_Skylux_Skylux_160_CE_Electric.pdf?v=3667116872303399239 | <table><tbody> <tr> <td>Material</td> <td>Clear</td> </tr> <tr> <td>Number of walls</td> <td>Triple-walled</td> </tr> <tr> <td>Insulation value (Ug-value)</td> <td>0.5 W/m²K</td> </tr> <tr> <td>Acoustic value Rw</td> <td>41 dB</td> </tr> <tr> <td>Fall-through safety</td> <td>Yes</td> </tr> <tr> <td>LT-value</td> <td> <div class="product-specification"> <div class="product-specification-value"> <div class="d-flex align-items-center"><span class="text">63 %</span></div> </div> </div> <div class="product-specification"></div> </td> </tr> <tr> <td>g-value</td> <td>42 %</td> </tr> <tr> <td>Weight</td> <td>60 kg/m²</td> </tr> <tr> <td>Guarantee</td> <td>10 years</td> </tr> </tbody></table> | skylux-160-ce-met-koepel-en-polyester-opstand-30-20-met-lm-motor-en-windvang-iwindow3-0700-x-1000-mm | 8586016391501 | 46872318837069
Smoke and heat exhaust (SHEV) | SHE system | Skylux | Skylux 160° CE with skylight and polyester curb 30/20 with LM-actuator and spoiler - iWindow3 1000 x 1000 mm |  | 94862 | 5412970948629 | 5672.5 | Yes | 30-45 | 120.94 | 1000 x 1000 mm | 1000 | 1000 |  | polyester 30/20 (30 cm high & roof opening = 20 cm larger than daylight size) | Square | 0.50 W/m²K | 42% | 63% | 41dB | 160° CE (for industry) | iWindow3 | with spoiler | E | Single actuator |  | Material Clear Number of walls Triple-walled Insulation value (Ug-value) 0.5 W/m²K Acoustic value Rw 41 dB Fall-through safety Yes LT-value 63 % g-value 42 % Weight 60 kg/m² Guarantee 10 years | https://skylux.eu/en/products/skylux-160-ce-met-koepel-en-polyester-opstand-30-20-met-lm-motor-en-windvang-iwindow3-1000-x-1000-mm | https://skylux.eu/cdn/shop/files/Skylux-160deg-CE-met-koepel-en-polyester-opstand-3020-met-LM-motor-en-windvang-iWindow3-1000-x-1000-mm-RWA-systeem.jpg?v=1702978631&width=1600 | https://skylux.eu/cdn/shop/files/e5a82811-1bb0-48e4-a776-cacb59c7c092_0708497e-f1cd-4727-9633-f732817170b7.jpg?v=1688550700&width=1600 | //skylux.eu/cdn/shop/files/E_MH_Mounting_instructions_Skylux_160_CE_LM.pdf?v=12406716259046007223 | //skylux.eu/cdn/shop/files/E_TD_Technical_File_Skylux_Skylux_160_CE_Electric.pdf?v=3667116872303399239 | <table><tbody> <tr> <td>Material</td> <td>Clear</td> </tr> <tr> <td>Number of walls</td> <td>Triple-walled</td> </tr> <tr> <td>Insulation value (Ug-value)</td> <td>0.5 W/m²K</td> </tr> <tr> <td>Acoustic value Rw</td> <td>41 dB</td> </tr> <tr> <td>Fall-through safety</td> <td>Yes</td> </tr> <tr> <td>LT-value</td> <td> <div class="product-specification"> <div class="product-specification-value"> <div class="d-flex align-items-center"><span class="text">63 %</span></div> </div> </div> <div class="product-specification"></div> </td> </tr> <tr> <td>g-value</td> <td>42 %</td> </tr> <tr> <td>Weight</td> <td>60 kg/m²</td> </tr> <tr> <td>Guarantee</td> <td>10 years</td> </tr> </tbody></table> | skylux-160-ce-met-koepel-en-polyester-opstand-30-20-met-lm-motor-en-windvang-iwindow3-1000-x-1000-mm | 8586016424269 | 46872318902605
Smoke and heat exhaust (SHEV) | SHE system | Skylux | Skylux 160° CE with skylight and polyester curb 30/20 with LM-actuator and spoiler 0700 x 1000 mm |  | 50768 | 5412970507680 | 3797 | Yes | 30-45 | 49.36 | 700 x 1000 mm | 1000 | 700 |  | polyester 30/20 (30 cm high & roof opening = 20 cm larger than daylight size) | Rectangular | 5.17 W/m²K - 1.28 W/m²K | 87% - 32% | 90% - 32% | 20dB - 23dB | 160° CE (for industry) | skylight | with spoiler | E | Single actuator | Maximum four-walled skylight possible for this product | Ut-value LT-value g-value Rw-value EN 1873 : 2014 EN ISO 13468 EN 16153 EN 410 EN 410 EN ISO 140-3 Material Walls Shells (W/m²K) (%) (%) (dB) Acrylic Single-walled Clear (H) 5.17 90 87 - PMMA Single-walled Opal (O) 5.17 83 76 - Double-walled Clear (H/H) 2.90 81 75 20 Double-walled Opal (O/O) 2.90 69 58 20 Triple-walled Clear (H/H/H) 1.70 73 65 22 Triple-walled Opal (O/H/O) 1.70 62 51 22 Four-walled Clear (H/H/H/H) 1.28 64 54 23 Four-walled Opal (H/H/O/H) 1.28 59 48 23 Polycarbonate Single-walled Clear (A) 5.17 88 83 - PC Single-walled Opal (D) 5.17 58 60 - Double-walled Clear (A/H) 2.90 79 72 20 Double-walled Clear (A/A) 2.90 77 69 20 Double-walled Opal (A/O) 2.90 73 63 20 Double-walled Opal (A/D) 2.90 51 50 20 Triple-walled Clear (A/H/H) 1.70 71 63 22 Triple-walled Opal (A/O/O) 1.70 61 48 22 Four-walled Clear (A/H/H/H) 1.28 64 52 23 Four-walled Opal (A/H/O/H) 1.28 59 46 23 Polycarbonate Single-walled Heatstop Opal (T) 5.17 49 59 - Heatstop PC Double-walled Clear (T/H) 2.90 44 51 20 Double-walled Opal (T/O) 2.90 41 45 20 Triple-walled Clear (T/H/H) 1.70 40 <td data-sheets-numberformat='{"1":2,"2":"0","3":1}' data-sheets-value='{"1":3,"3":44}' style="overflow:hidden;paddin | https://skylux.eu/en/products/skylux-160-ce-met-koepel-en-polyester-opstand-30-20-met-lm-motor-en-windvang-0700-x-1000-mm | https://skylux.eu/cdn/shop/files/Skylux-160deg-CE-met-koepel-en-polyester-opstand-3020-met-LM-motor-en-windvang-0700-x-1000-mm-RWA-systeem.jpg?v=1702978397&width=1600 | https://skylux.eu/cdn/shop/files/e5a82811-1bb0-48e4-a776-cacb59c7c092_d188d55e-cc3d-4555-96ae-dbe30ad83a3e.jpg?v=1688550635&width=1600 | //skylux.eu/cdn/shop/files/E_MH_Mounting_instructions_Skylux_160_CE_LM.pdf?v=12406716259046007223 | //skylux.eu/cdn/shop/files/E_TD_Technical_File_Skylux_Skylux_160_CE_Electric.pdf?v=3667116872303399239 | <style type="text/css" id="isPasted"> <!--td { border: 1px solid #cccccc; } br { mso-data-placement: same-cell; } --> </style> <table border="1" cellpadding="0" cellspacing="0" dir="ltr" style="table-layout:fixed;font-size:10pt;font-family:Arial;border-collapse:collapse;border:none;"><tbody> <tr style="height:20px;"> <td style="overflow:hidden;padding:0px 3px 0px 3px;vertical-align:bottom;"></td> <td style="overflow:hidden;padding:0px 3px 0px 3px;vertical-align:bottom;"></td> <td style="overflow:hidden;padding:0px 3px 0px 3px;vertical-align:bottom;"></td> <td data-sheets-value='{"1":2,"2":"Ut-value"}' style="overflow:hidden;padding:0px 3px 0px 3px;vertical-align:bottom;font-weight:bold;text-align:center;">Ut-value</td> <td data-sheets-value='{"1":2,"2":"LT-value"}' style="overflow:hidden;padding:0px 3px 0px 3px;vertical-align:bottom;font-weight:bold;text-align:center;">LT-value</td> <td data-sheets-value='{"1":2,"2":"g-value"}' style="overflow:hidden;padding:0px 3px 0px 3px;vertical-align:bottom;font-weight:bold;text-align:center;">g-value</td> <td data-sheets-value='{"1":2,"2":"Rw-value "}' style="overflow:hidden;padding:0px 3px 0px 3px;vertical-align:bottom;font-weight:bold;text-align:center;">Rw-value </td> </tr> <tr style="height:20px;"> <td style="overflow:hidden;padding:0px 3px 0px 3px;vertical-align:bottom;"></td> <td style="overflow:hidden;padding:0px 3px 0px 3px;vertical-align:bottom;"></td> <td style="overflow:hidden;padding:0px 3px 0px 3px;vertical-align:bottom;"></td> <td data-sheets-numberformat='{"1":2,"2":"0.00","3":1}' data-sheets-value='{"1":2,"2":"EN 1873 : 2014"}' style="overflow:hidden;padding:0px 3px 0px 3px;vertical-align:bottom;text-align:center;">EN 1873 : 2014</td> <td data-sheets-numberformat='{"1":2,"2":"0","3":1}' data-sheets-value='{"1":2,"2":"EN ISO 13468 EN 16153 EN 410"}' style="overflow:hidden;padding:0px 3px 0px 3px;vertical-align:bottom;text-align:center;">EN ISO 13468 EN 16153 EN 410</td> <td data-sheets-numberformat='{"1":2,"2":"0","3":1}' data-sheets-value='{"1":2,"2":"EN 410"}' style="overflow:hidden;padding:0px 3px 0px 3px;vertical-align:bottom;text-align:center;">EN 410</td> <td data-sheets-value='{"1":2,"2":"EN ISO 140-3\t\t"}' style="overflow:hidden;padding:0px 3px 0px 3px;vertical-align:bottom;text-align:center;">EN ISO 140-3 </td> </tr> <tr style="height:20px;"> <td data-sheets-value='{"1":2,"2":"Material"}' style="border-bottom:1px solid #000000;overflow:hidden;padding:0px 3px 0px 3px;vertical-align:bottom;background-color:#000000;font-weight:bold;color:#ffffff;">Material</td> <td data-sheets-value='{"1":2,"2":"Walls"}' style="border-bottom:1px solid #000000;overflow:hidden;padding:0px 3px 0px 3px;vertical-align:bottom;background-color:#000000;font-weight:bold;color:#ffffff;">Walls</td> <td data-sheets-value='{"1":2,"2":"Shells"}' style="border-bottom:1px solid #000000;overflow:hidden;padding:0px 3px 0px 3px;vertical-align:bottom;background-color:#000000;font-weight:bold;color:#ffffff;">Shells</td> <td data-sheets-numberformat='{"1":2,"2":"0.00","3":1}' data-sheets-value='{"1":2,"2":"(W/m²K)\t"}' style="border-bottom:1px solid #000000;overflow:hidden;padding:0px 3px 0px 3px;vertical-align:bottom;background-color:#000000;font-weight:bold;color:#ffffff;text-align:center;">(W/m²K) </td> <td data-sheets-numberformat='{"1":2,"2":"0","3":1}' data-sheets-value='{"1":2,"2":"(%)"}' style="border-bottom:1px solid #000000;overflow:hidden;padding:0px 3px 0px 3px;vertical-align:bottom;background-color:#000000;font-weight:bold;color:#ffffff;text-align:center;">(%)</td> <td data-sheets-numberformat='{"1":2,"2":"0","3":1}' data-sheets-value='{"1":2,"2":"(%)"}' style="border-bottom:1px solid #000000;overflow:hidden;padding:0px 3px 0px 3px;vertical-align:bottom;background-color:#000000;font-weight:bold;color:#ffffff;text-align:center;">(%)</td> <td data-sheets-value='{"1":2,"2":"(dB)"}' style="border-bottom:1px solid #000000;overflow:hidden;padding:0px 3px 0px 3px;vertical-align:bottom;background-color:#000000;font-weight:bold;color:#ffffff;text-align:center;">(dB)</td> </tr> <tr style="height:20px;"> <td data-sheets-value='{"1":2,"2":"Acrylic"}' style="border-left:1px solid #000000;overflow:hidden;padding:0px 3px 0px 3px;vertical-align:bottom;font-weight:bold;">Acrylic</td> <td data-sheets-value='{"1":2,"2":"Single-walled"}' style="overflow:hidden;padding:0px 3px 0px 3px;vertical-align:bottom;font-weight:bold;">Single-walled</td> <td data-sheets-value='{"1":2,"2":"Clear (H)"}' style="border-right:1px solid #000000;overflow:hidden;padding:0px 3px 0px 3px;vertical-align:bottom;font-weight:bold;">Clear (H)</td> <td data-sheets-numberformat='{"1":2,"2":"0.00","3":1}' data-sheets-value='{"1":3,"3":5.17}' style="overflow:hidden;padding:0px 3px 0px 3px;vertical-align:bottom;text-align:center;">5.17</td> <td data-sheets-numberformat='{"1":2,"2":"0","3":1}' data-sheets-value='{"1":3,"3":90}' style="overflow:hidden;padding:0px 3px 0px 3px;vertical-align:bottom;text-align:center;">90</td> <td data-sheets-numberformat='{"1":2,"2":"0","3":1}' data-sheets-value='{"1":3,"3":87}' style="overflow:hidden;padding:0px 3px 0px 3px;vertical-align:bottom;text-align:center;">87</td> <td data-sheets-numberformat='{"1":2,"2":"0","3":1}' data-sheets-value='{"1":2,"2":"-"}' style="border-right:1px solid #000000;overflow:hidden;padding:0px 3px 0px 3px;vertical-align:bottom;text-align:center;">-</td> </tr> <tr style="height:20px;"> <td data-sheets-value='{"1":2,"2":"PMMA"}' style="border-left:1px solid #000000;overflow:hidden;padding:0px 3px 0px 3px;vertical-align:bottom;font-weight:bold;">PMMA</td> <td data-sheets-value='{"1":2,"2":"Single-walled"}' style="overflow:hidden;padding:0px 3px 0px 3px;vertical-align:bottom;font-weight:bold;">Single-walled</td> <td data-sheets-value='{"1":2,"2":"Opal (O)"}' style="border-right:1px solid #000000;overflow:hidden;padding:0px 3px 0px 3px;vertical-align:bottom;font-weight:bold;">Opal (O)</td> <td data-sheets-numberformat='{"1":2,"2":"0.00","3":1}' data-sheets-value='{"1":3,"3":5.17}' style="overflow:hidden;padding:0px 3px 0px 3px;vertical-align:bottom;text-align:center;">5.17</td> <td data-sheets-numberformat='{"1":2,"2":"0","3":1}' data-sheets-value='{"1":3,"3":83}' style="overflow:hidden;padding:0px 3px 0px 3px;vertical-align:bottom;text-align:center;">83</td> <td data-sheets-numberformat='{"1":2,"2":"0","3":1}' data-sheets-value='{"1":3,"3":76}' style="overflow:hidden;padding:0px 3px 0px 3px;vertical-align:bottom;text-align:center;">76</td> <td data-sheets-numberformat='{"1":2,"2":"0","3":1}' data-sheets-value='{"1":2,"2":"-"}' style="border-right:1px solid #000000;overflow:hidden;padding:0px 3px 0px 3px;vertical-align:bottom;text-align:center;">-</td> </tr> <tr style="height:20px;"> <td style="border-left:1px solid #000000;overflow:hidden;padding:0px 3px 0px 3px;vertical-align:bottom;font-weight:bold;"></td> <td data-sheets-value='{"1":2,"2":"Double-walled"}' style="overflow:hidden;padding:0px 3px 0px 3px;vertical-align:bottom;font-weight:bold;">Double-walled</td> <td data-sheets-value='{"1":2,"2":"Clear (H/H)"}' style="border-right:1px solid #000000;overflow:hidden;padding:0px 3px 0px 3px;vertical-align:bottom;font-weight:bold;">Clear (H/H)</td> <td data-sheets-numberformat='{"1":2,"2":"0.00","3":1}' data-sheets-value='{"1":3,"3":2.9}' style="overflow:hidden;padding:0px 3px 0px 3px;vertical-align:bottom;text-align:center;">2.90</td> <td data-sheets-numberformat='{"1":2,"2":"0","3":1}' data-sheets-value='{"1":3,"3":81}' style="overflow:hidden;padding:0px 3px 0px 3px;vertical-align:bottom;text-align:center;">81</td> <td data-sheets-numberformat='{"1":2,"2":"0","3":1}' data-sheets-value='{"1":3,"3":75}' style="overflow:hidden;padding:0px 3px 0px 3px;vertical-align:bottom;text-align:center;">75</td> <td data-sheets-numberformat='{"1":2,"2":"0","3":1}' data-sheets-value='{"1":3,"3":20}' style="border-right:1px solid #000000;overflow:hidden;padding:0px 3px 0px 3px;vertical-align:bottom;text-align:center;">20</td> </tr> <tr style="height:20px;"> <td style="border-left:1px solid #000000;overflow:hidden;padding:0px 3px 0px 3px;vertical-align:bottom;font-weight:bold;"></td> <td data-sheets-value='{"1":2,"2":"Double-walled"}' style="overflow:hidden;padding:0px 3px 0px 3px;vertical-align:bottom;font-weight:bold;">Double-walled</td> <td data-sheets-value='{"1":2,"2":"Opal (O/O)"}' style="border-right:1px solid #000000;overflow:hidden;padding:0px 3px 0px 3px;vertical-align:bottom;font-weight:bold;">Opal (O/O)</td> <td data-sheets-numberformat='{"1":2,"2":"0.00","3":1}' data-sheets-value='{"1":3,"3":2.9}' style="overflow:hidden;padding:0px 3px 0px 3px;vertical-align:bottom;text-align:center;">2.90</td> <td data-sheets-numberformat='{"1":2,"2":"0","3":1}' data-sheets-value='{"1":3,"3":69}' style="overflow:hidden;padding:0px 3px 0px 3px;vertical-align:bottom;text-align:center;">69</td> <td data-sheets-numberformat='{"1":2,"2":"0","3":1}' data-sheets-value='{"1":3,"3":58}' style="overflow:hidden;padding:0px 3px 0px 3px;vertical-align:bottom;text-align:center;">58</td> <td data-sheets-numberformat='{"1":2,"2":"0","3":1}' data-sheets-value='{"1":3,"3":20}' style="border-right:1px solid #000000;overflow:hidden;padding:0px 3px 0px 3px;vertical-align:bottom;text-align:center;">20</td> </tr> <tr style="height:20px;"> <td style="border-left:1px solid #000000;overflow:hidden;padding:0px 3px 0px 3px;vertical-align:bottom;font-weight:bold;"></td> <td data-sheets-value='{"1":2,"2":"Triple-walled"}' style="overflow:hidden;padding:0px 3px 0px 3px;vertical-align:bottom;font-weight:bold;">Triple-walled</td> <td data-sheets-value='{"1":2,"2":"Clear (H/H/H)"}' style="border-right:1px solid #000000;overflow:hidden;padding:0px 3px 0px 3px;vertical-align:bottom;font-weight:bold;">Clear (H/H/H)</td> <td data-sheets-numberformat='{"1":2,"2":"0.00","3":1}' data-sheets-value='{"1":3,"3":1.7}' style="overflow:hidden;padding:0px 3px 0px 3px;vertical-align:bottom;text-align:center;">1.70</td> <td data-sheets-numberformat='{"1":2,"2":"0","3":1}' data-sheets-value='{"1":3,"3":73}' style="overflow:hidden;padding:0px 3px 0px 3px;vertical-align:bottom;text-align:center;">73</td> <td data-sheets-numberformat='{"1":2,"2":"0","3":1}' data-sheets-value='{"1":3,"3":65}' style="overflow:hidden;padding:0px 3px 0px 3px;vertical-align:bottom;text-align:center;">65</td> <td data-sheets-numberformat='{"1":2,"2":"0","3":1}' data-sheets-value='{"1":3,"3":22}' style="border-right:1px solid #000000;overflow:hidden;padding:0px 3px 0px 3px;vertical-align:bottom;text-align:center;">22</td> </tr> <tr style="height:20px;"> <td style="border-left:1px solid #000000;overflow:hidden;padding:0px 3px 0px 3px;vertical-align:bottom;font-weight:bold;"></td> <td data-sheets-value='{"1":2,"2":"Triple-walled"}' style="overflow:hidden;padding:0px 3px 0px 3px;vertical-align:bottom;font-weight:bold;">Triple-walled</td> <td data-sheets-value='{"1":2,"2":"Opal (O/H/O)"}' style="border-right:1px solid #000000;overflow:hidden;padding:0px 3px 0px 3px;vertical-align:bottom;font-weight:bold;">Opal (O/H/O)</td> <td data-sheets-numberformat='{"1":2,"2":"0.00","3":1}' data-sheets-value='{"1":3,"3":1.7}' style="overflow:hidden;padding:0px 3px 0px 3px;vertical-align:bottom;text-align:center;">1.70</td> <td data-sheets-numberformat='{"1":2,"2":"0","3":1}' data-sheets-value='{"1":3,"3":62}' style="overflow:hidden;padding:0px 3px 0px 3px;vertical-align:bottom;text-align:center;">62</td> <td data-sheets-numberformat='{"1":2,"2":"0","3":1}' data-sheets-value='{"1":3,"3":51}' style="overflow:hidden;padding:0px 3px 0px 3px;vertical-align:bottom;text-align:center;">51</td> <td data-sheets-numberformat='{"1":2,"2":"0","3":1}' data-sheets-value='{"1":3,"3":22}' style="border-right:1px solid #000000;overflow:hidden;padding:0px 3px 0px 3px;vertical-align:bottom;text-align:center;">22</td> </tr> <tr style="height:20px;"> <td style="border-left:1px solid #000000;overflow:hidden;padding:0px 3px 0px 3px;vertical-align:bottom;font-weight:bold;"></td> <td data-sheets-value='{"1":2,"2":"Four-walled"}' style="overflow:hidden;padding:0px 3px 0px 3px;vertical-align:bottom;font-weight:bold;">Four-walled</td> <td data-sheets-value='{"1":2,"2":"Clear (H/H/H/H)"}' style="border-right:1px solid #000000;overflow:hidden;padding:0px 3px 0px 3px;vertical-align:bottom;font-weight:bold;">Clear (H/H/H/H)</td> <td data-sheets-numberformat='{"1":2,"2":"0.00","3":1}' data-sheets-value='{"1":3,"3":1.28}' style="overflow:hidden;padding:0px 3px 0px 3px;vertical-align:bottom;text-align:center;">1.28</td> <td data-sheets-numberformat='{"1":2,"2":"0","3":1}' data-sheets-value='{"1":3,"3":64}' style="overflow:hidden;padding:0px 3px 0px 3px;vertical-align:bottom;text-align:center;">64</td> <td data-sheets-numberformat='{"1":2,"2":"0","3":1}' data-sheets-value='{"1":3,"3":54}' style="overflow:hidden;padding:0px 3px 0px 3px;vertical-align:bottom;text-align:center;">54</td> <td data-sheets-numberformat='{"1":2,"2":"0","3":1}' data-sheets-value='{"1":3,"3":23}' style="border-right:1px solid #000000;overflow:hidden;padding:0px 3px 0px 3px;vertical-align:bottom;text-align:center;">23</td> </tr> <tr style="height:20px;"> <td style="border-bottom:1px solid #000000;border-left:1px solid #000000;overflow:hidden;padding:0px 3px 0px 3px;vertical-align:bottom;"></td> <td data-sheets-value='{"1":2,"2":"Four-walled"}' style="border-bottom:1px solid #000000;overflow:hidden;padding:0px 3px 0px 3px;vertical-align:bottom;font-weight:bold;">Four-walled</td> <td data-sheets-value='{"1":2,"2":"Opal (H/H/O/H)"}' style="border-right:1px solid #000000;border-bottom:1px solid #000000;overflow:hidden;padding:0px 3px 0px 3px;vertical-align:bottom;font-weight:bold;">Opal (H/H/O/H)</td> <td data-sheets-numberformat='{"1":2,"2":"0.00","3":1}' data-sheets-value='{"1":3,"3":1.28}' style="border-bottom:1px solid #000000;overflow:hidden;padding:0px 3px 0px 3px;vertical-align:bottom;text-align:center;">1.28</td> <td data-sheets-numberformat='{"1":2,"2":"0","3":1}' data-sheets-value='{"1":3,"3":59}' style="border-bottom:1px solid #000000;overflow:hidden;padding:0px 3px 0px 3px;vertical-align:bottom;text-align:center;">59</td> <td data-sheets-numberformat='{"1":2,"2":"0","3":1}' data-sheets-value='{"1":3,"3":48}' style="border-bottom:1px solid #000000;overflow:hidden;padding:0px 3px 0px 3px;vertical-align:bottom;text-align:center;">48</td> <td data-sheets-numberformat='{"1":2,"2":"0","3":1}' data-sheets-value='{"1":3,"3":23}' style="border-right:1px solid #000000;border-bottom:1px solid #000000;overflow:hidden;padding:0px 3px 0px 3px;vertical-align:bottom;text-align:center;">23</td> </tr> <tr style="height:20px;"> <td data-sheets-value='{"1":2,"2":"Polycarbonate "}' style="border-left:1px solid #000000;overflow:hidden;padding:0px 3px 0px 3px;vertical-align:bottom;font-weight:bold;">Polycarbonate </td> <td data-sheets-value='{"1":2,"2":"Single-walled"}' style="overflow:hidden;padding:0px 3px 0px 3px;vertical-align:bottom;font-weight:bold;">Single-walled</td> <td data-sheets-value='{"1":2,"2":"Clear (A)"}' style="border-right:1px solid #000000;overflow:hidden;padding:0px 3px 0px 3px;vertical-align:bottom;font-weight:bold;">Clear (A)</td> <td data-sheets-numberformat='{"1":2,"2":"0.00","3":1}' data-sheets-value='{"1":3,"3":5.17}' style="overflow:hidden;padding:0px 3px 0px 3px;vertical-align:bottom;text-align:center;">5.17</td> <td data-sheets-numberformat='{"1":2,"2":"0","3":1}' data-sheets-value='{"1":3,"3":88}' style="overflow:hidden;padding:0px 3px 0px 3px;vertical-align:bottom;text-align:center;">88</td> <td data-sheets-numberformat='{"1":2,"2":"0","3":1}' data-sheets-value='{"1":3,"3":83}' style="overflow:hidden;padding:0px 3px 0px 3px;vertical-align:bottom;text-align:center;">83</td> <td data-sheets-numberformat='{"1":2,"2":"0","3":1}' data-sheets-value='{"1":2,"2":"-"}' style="border-right:1px solid #000000;overflow:hidden;padding:0px 3px 0px 3px;vertical-align:bottom;text-align:center;">-</td> </tr> <tr style="height:20px;"> <td data-sheets-value='{"1":2,"2":"PC"}' style="border-left:1px solid #000000;overflow:hidden;padding:0px 3px 0px 3px;vertical-align:bottom;font-weight:bold;">PC</td> <td data-sheets-value='{"1":2,"2":"Single-walled"}' style="overflow:hidden;padding:0px 3px 0px 3px;vertical-align:bottom;font-weight:bold;">Single-walled</td> <td data-sheets-value='{"1":2,"2":"Opal (D)"}' style="border-right:1px solid #000000;overflow:hidden;padding:0px 3px 0px 3px;vertical-align:bottom;font-weight:bold;">Opal (D)</td> <td data-sheets-numberformat='{"1":2,"2":"0.00","3":1}' data-sheets-value='{"1":3,"3":5.17}' style="overflow:hidden;padding:0px 3px 0px 3px;vertical-align:bottom;text-align:center;">5.17</td> <td data-sheets-numberformat='{"1":2,"2":"0","3":1}' data-sheets-value='{"1":3,"3":58}' style="overflow:hidden;padding:0px 3px 0px 3px;vertical-align:bottom;text-align:center;">58</td> <td data-sheets-numberformat='{"1":2,"2":"0","3":1}' data-sheets-value='{"1":3,"3":60}' style="overflow:hidden;padding:0px 3px 0px 3px;vertical-align:bottom;text-align:center;">60</td> <td data-sheets-numberformat='{"1":2,"2":"0","3":1}' data-sheets-value='{"1":2,"2":"-"}' style="border-right:1px solid #000000;overflow:hidden;padding:0px 3px 0px 3px;vertical-align:bottom;text-align:center;">-</td> </tr> <tr style="height:20px;"> <td style="border-left:1px solid #000000;overflow:hidden;padding:0px 3px 0px 3px;vertical-align:bottom;font-weight:bold;"></td> <td data-sheets-value='{"1":2,"2":"Double-walled"}' style="overflow:hidden;padding:0px 3px 0px 3px;vertical-align:bottom;font-weight:bold;">Double-walled</td> <td data-sheets-value='{"1":2,"2":"Clear (A/H)"}' style="border-right:1px solid #000000;overflow:hidden;padding:0px 3px 0px 3px;vertical-align:bottom;font-weight:bold;">Clear (A/H)</td> <td data-sheets-numberformat='{"1":2,"2":"0.00","3":1}' data-sheets-value='{"1":3,"3":2.9}' style="overflow:hidden;padding:0px 3px 0px 3px;vertical-align:bottom;text-align:center;">2.90</td> <td data-sheets-numberformat='{"1":2,"2":"0","3":1}' data-sheets-value='{"1":3,"3":79}' style="overflow:hidden;padding:0px 3px 0px 3px;vertical-align:bottom;text-align:center;">79</td> <td data-sheets-numberformat='{"1":2,"2":"0","3":1}' data-sheets-value='{"1":3,"3":72}' style="overflow:hidden;padding:0px 3px 0px 3px;vertical-align:bottom;text-align:center;">72</td> <td data-sheets-numberformat='{"1":2,"2":"0","3":1}' data-sheets-value='{"1":3,"3":20}' style="border-right:1px solid #000000;overflow:hidden;padding:0px 3px 0px 3px;vertical-align:bottom;text-align:center;">20</td> </tr> <tr style="height:20px;"> <td style="border-left:1px solid #000000;overflow:hidden;padding:0px 3px 0px 3px;vertical-align:bottom;font-weight:bold;"></td> <td data-sheets-value='{"1":2,"2":"Double-walled"}' style="overflow:hidden;padding:0px 3px 0px 3px;vertical-align:bottom;font-weight:bold;">Double-walled</td> <td data-sheets-value='{"1":2,"2":"Clear (A/A)"}' style="border-right:1px solid #000000;overflow:hidden;padding:0px 3px 0px 3px;vertical-align:bottom;font-weight:bold;">Clear (A/A)</td> <td data-sheets-numberformat='{"1":2,"2":"0.00","3":1}' data-sheets-value='{"1":3,"3":2.9}' style="overflow:hidden;padding:0px 3px 0px 3px;vertical-align:bottom;text-align:center;">2.90</td> <td data-sheets-numberformat='{"1":2,"2":"0","3":1}' data-sheets-value='{"1":3,"3":77}' style="overflow:hidden;padding:0px 3px 0px 3px;vertical-align:bottom;text-align:center;">77</td> <td data-sheets-numberformat='{"1":2,"2":"0","3":1}' data-sheets-value='{"1":3,"3":69}' style="overflow:hidden;padding:0px 3px 0px 3px;vertical-align:bottom;text-align:center;">69</td> <td data-sheets-numberformat='{"1":2,"2":"0","3":1}' data-sheets-value='{"1":3,"3":20}' style="border-right:1px solid #000000;overflow:hidden;padding:0px 3px 0px 3px;vertical-align:bottom;text-align:center;">20</td> </tr> <tr style="height:20px;"> <td style="border-left:1px solid #000000;overflow:hidden;padding:0px 3px 0px 3px;vertical-align:bottom;font-weight:bold;"></td> <td data-sheets-value='{"1":2,"2":"Double-walled"}' style="overflow:hidden;padding:0px 3px 0px 3px;vertical-align:bottom;font-weight:bold;">Double-walled</td> <td data-sheets-value='{"1":2,"2":"Opal (A/O)"}' style="border-right:1px solid #000000;overflow:hidden;padding:0px 3px 0px 3px;vertical-align:bottom;font-weight:bold;">Opal (A/O)</td> <td data-sheets-numberformat='{"1":2,"2":"0.00","3":1}' data-sheets-value='{"1":3,"3":2.9}' style="overflow:hidden;padding:0px 3px 0px 3px;vertical-align:bottom;text-align:center;">2.90</td> <td data-sheets-numberformat='{"1":2,"2":"0","3":1}' data-sheets-value='{"1":3,"3":73}' style="overflow:hidden;padding:0px 3px 0px 3px;vertical-align:bottom;text-align:center;">73</td> <td data-sheets-numberformat='{"1":2,"2":"0","3":1}' data-sheets-value='{"1":3,"3":63}' style="overflow:hidden;padding:0px 3px 0px 3px;vertical-align:bottom;text-align:center;">63</td> <td data-sheets-numberformat='{"1":2,"2":"0","3":1}' data-sheets-value='{"1":3,"3":20}' style="border-right:1px solid #000000;overflow:hidden;padding:0px 3px 0px 3px;vertical-align:bottom;text-align:center;">20</td> </tr> <tr style="height:20px;"> <td style="border-left:1px solid #000000;overflow:hidden;padding:0px 3px 0px 3px;vertical-align:bottom;font-weight:bold;"></td> <td data-sheets-value='{"1":2,"2":"Double-walled"}' style="overflow:hidden;padding:0px 3px 0px 3px;vertical-align:bottom;font-weight:bold;">Double-walled</td> <td data-sheets-value='{"1":2,"2":"Opal (A/D)"}' style="border-right:1px solid #000000;overflow:hidden;padding:0px 3px 0px 3px;vertical-align:bottom;font-weight:bold;">Opal (A/D)</td> <td data-sheets-numberformat='{"1":2,"2":"0.00","3":1}' data-sheets-value='{"1":3,"3":2.9}' style="overflow:hidden;padding:0px 3px 0px 3px;vertical-align:bottom;text-align:center;">2.90</td> <td data-sheets-numberformat='{"1":2,"2":"0","3":1}' data-sheets-value='{"1":3,"3":51}' style="overflow:hidden;padding:0px 3px 0px 3px;vertical-align:bottom;text-align:center;">51</td> <td data-sheets-numberformat='{"1":2,"2":"0","3":1}' data-sheets-value='{"1":3,"3":50}' style="overflow:hidden;padding:0px 3px 0px 3px;vertical-align:bottom;text-align:center;">50</td> <td data-sheets-numberformat='{"1":2,"2":"0","3":1}' data-sheets-value='{"1":3,"3":20}' style="border-right:1px solid #000000;overflow:hidden;padding:0px 3px 0px 3px;vertical-align:bottom;text-align:center;">20</td> </tr> <tr style="height:20px;"> <td style="border-left:1px solid #000000;overflow:hidden;padding:0px 3px 0px 3px;vertical-align:bottom;font-weight:bold;"></td> <td data-sheets-value='{"1":2,"2":"Triple-walled"}' style="overflow:hidden;padding:0px 3px 0px 3px;vertical-align:bottom;font-weight:bold;">Triple-walled</td> <td data-sheets-value='{"1":2,"2":"Clear (A/H/H)"}' style="border-right:1px solid #000000;overflow:hidden;padding:0px 3px 0px 3px;vertical-align:bottom;font-weight:bold;">Clear (A/H/H)</td> <td data-sheets-numberformat='{"1":2,"2":"0.00","3":1}' data-sheets-value='{"1":3,"3":1.7}' style="overflow:hidden;padding:0px 3px 0px 3px;vertical-align:bottom;text-align:center;">1.70</td> <td data-sheets-numberformat='{"1":2,"2":"0","3":1}' data-sheets-value='{"1":3,"3":71}' style="overflow:hidden;padding:0px 3px 0px 3px;vertical-align:bottom;text-align:center;">71</td> <td data-sheets-numberformat='{"1":2,"2":"0","3":1}' data-sheets-value='{"1":3,"3":63}' style="overflow:hidden;padding:0px 3px 0px 3px;vertical-align:bottom;text-align:center;">63</td> <td data-sheets-numberformat='{"1":2,"2":"0","3":1}' data-sheets-value='{"1":3,"3":22}' style="border-right:1px solid #000000;overflow:hidden;padding:0px 3px 0px 3px;vertical-align:bottom;text-align:center;">22</td> </tr> <tr style="height:20px;"> <td style="border-left:1px solid #000000;overflow:hidden;padding:0px 3px 0px 3px;vertical-align:bottom;font-weight:bold;"></td> <td data-sheets-value='{"1":2,"2":"Triple-walled"}' style="overflow:hidden;padding:0px 3px 0px 3px;vertical-align:bottom;font-weight:bold;">Triple-walled</td> <td data-sheets-value='{"1":2,"2":"Opal (A/O/O)"}' style="border-right:1px solid #000000;overflow:hidden;padding:0px 3px 0px 3px;vertical-align:bottom;font-weight:bold;">Opal (A/O/O)</td> <td data-sheets-numberformat='{"1":2,"2":"0.00","3":1}' data-sheets-value='{"1":3,"3":1.7}' style="overflow:hidden;padding:0px 3px 0px 3px;vertical-align:bottom;text-align:center;">1.70</td> <td data-sheets-numberformat='{"1":2,"2":"0","3":1}' data-sheets-value='{"1":3,"3":61}' style="overflow:hidden;padding:0px 3px 0px 3px;vertical-align:bottom;text-align:center;">61</td> <td data-sheets-numberformat='{"1":2,"2":"0","3":1}' data-sheets-value='{"1":3,"3":48}' style="overflow:hidden;padding:0px 3px 0px 3px;vertical-align:bottom;text-align:center;">48</td> <td data-sheets-numberformat='{"1":2,"2":"0","3":1}' data-sheets-value='{"1":3,"3":22}' style="border-right:1px solid #000000;overflow:hidden;padding:0px 3px 0px 3px;vertical-align:bottom;text-align:center;">22</td> </tr> <tr style="height:20px;"> <td style="border-left:1px solid #000000;overflow:hidden;padding:0px 3px 0px 3px;vertical-align:bottom;font-weight:bold;"></td> <td data-sheets-value='{"1":2,"2":"Four-walled"}' style="overflow:hidden;padding:0px 3px 0px 3px;vertical-align:bottom;font-weight:bold;">Four-walled</td> <td data-sheets-value='{"1":2,"2":"Clear (A/H/H/H)"}' style="border-right:1px solid #000000;overflow:hidden;padding:0px 3px 0px 3px;vertical-align:bottom;font-weight:bold;">Clear (A/H/H/H)</td> <td data-sheets-numberformat='{"1":2,"2":"0.00","3":1}' data-sheets-value='{"1":3,"3":1.28}' style="overflow:hidden;padding:0px 3px 0px 3px;vertical-align:bottom;text-align:center;">1.28</td> <td data-sheets-numberformat='{"1":2,"2":"0","3":1}' data-sheets-value='{"1":3,"3":64}' style="overflow:hidden;padding:0px 3px 0px 3px;vertical-align:bottom;text-align:center;">64</td> <td data-sheets-numberformat='{"1":2,"2":"0","3":1}' data-sheets-value='{"1":3,"3":52}' style="overflow:hidden;padding:0px 3px 0px 3px;vertical-align:bottom;text-align:center;">52</td> <td data-sheets-numberformat='{"1":2,"2":"0","3":1}' data-sheets-value='{"1":3,"3":23}' style="border-right:1px solid #000000;overflow:hidden;padding:0px 3px 0px 3px;vertical-align:bottom;text-align:center;">23</td> </tr> <tr style="height:20px;"> <td style="border-bottom:1px solid #000000;border-left:1px solid #000000;overflow:hidden;padding:0px 3px 0px 3px;vertical-align:bottom;"></td> <td data-sheets-value='{"1":2,"2":"Four-walled"}' style="border-bottom:1px solid #000000;overflow:hidden;padding:0px 3px 0px 3px;vertical-align:bottom;font-weight:bold;">Four-walled</td> <td data-sheets-value='{"1":2,"2":"Opal (A/H/O/H)"}' style="border-right:1px solid #000000;border-bottom:1px solid #000000;overflow:hidden;padding:0px 3px 0px 3px;vertical-align:bottom;font-weight:bold;">Opal (A/H/O/H)</td> <td data-sheets-numberformat='{"1":2,"2":"0.00","3":1}' data-sheets-value='{"1":3,"3":1.28}' style="border-bottom:1px solid #000000;overflow:hidden;padding:0px 3px 0px 3px;vertical-align:bottom;text-align:center;">1.28</td> <td data-sheets-numberformat='{"1":2,"2":"0","3":1}' data-sheets-value='{"1":3,"3":59}' style="border-bottom:1px solid #000000;overflow:hidden;padding:0px 3px 0px 3px;vertical-align:bottom;text-align:center;">59</td> <td data-sheets-numberformat='{"1":2,"2":"0","3":1}' data-sheets-value='{"1":3,"3":46}' style="border-bottom:1px solid #000000;overflow:hidden;padding:0px 3px 0px 3px;vertical-align:bottom;text-align:center;">46</td> <td data-sheets-numberformat='{"1":2,"2":"0","3":1}' data-sheets-value='{"1":3,"3":23}' style="border-right:1px solid #000000;border-bottom:1px solid #000000;overflow:hidden;padding:0px 3px 0px 3px;vertical-align:bottom;text-align:center;">23</td> </tr> <tr style="height:20px;"> <td data-sheets-value='{"1":2,"2":"Polycarbonate"}' style="border-left:1px solid #000000;overflow:hidden;padding:0px 3px 0px 3px;vertical-align:bottom;font-weight:bold;">Polycarbonate</td> <td data-sheets-value='{"1":2,"2":"Single-walled"}' style="overflow:hidden;padding:0px 3px 0px 3px;vertical-align:bottom;font-weight:bold;">Single-walled</td> <td data-sheets-value='{"1":2,"2":"Heatstop Opal (T)"}' style="border-right:1px solid #000000;overflow:hidden;padding:0px 3px 0px 3px;vertical-align:bottom;font-weight:bold;">Heatstop Opal (T)</td> <td data-sheets-numberformat='{"1":2,"2":"0.00","3":1}' data-sheets-value='{"1":3,"3":5.17}' style="overflow:hidden;padding:0px 3px 0px 3px;vertical-align:bottom;text-align:center;">5.17</td> <td data-sheets-numberformat='{"1":2,"2":"0","3":1}' data-sheets-value='{"1":3,"3":49}' style="overflow:hidden;padding:0px 3px 0px 3px;vertical-align:bottom;text-align:center;">49</td> <td data-sheets-numberformat='{"1":2,"2":"0","3":1}' data-sheets-value='{"1":3,"3":59}' style="overflow:hidden;padding:0px 3px 0px 3px;vertical-align:bottom;text-align:center;">59</td> <td data-sheets-numberformat='{"1":2,"2":"0","3":1}' data-sheets-value='{"1":2,"2":"-"}' style="border-right:1px solid #000000;overflow:hidden;padding:0px 3px 0px 3px;vertical-align:bottom;text-align:center;">-</td> </tr> <tr style="height:20px;"> <td data-sheets-value='{"1":2,"2":"Heatstop PC"}' style="border-left:1px solid #000000;overflow:hidden;padding:0px 3px 0px 3px;vertical-align:bottom;font-weight:bold;">Heatstop PC</td> <td data-sheets-value='{"1":2,"2":"Double-walled"}' style="overflow:hidden;padding:0px 3px 0px 3px;vertical-align:bottom;font-weight:bold;">Double-walled</td> <td data-sheets-value='{"1":2,"2":"Clear (T/H)"}' style="border-right:1px solid #000000;overflow:hidden;padding:0px 3px 0px 3px;vertical-align:bottom;font-weight:bold;">Clear (T/H)</td> <td data-sheets-numberformat='{"1":2,"2":"0.00","3":1}' data-sheets-value='{"1":3,"3":2.9}' style="overflow:hidden;padding:0px 3px 0px 3px;vertical-align:bottom;text-align:center;">2.90</td> <td data-sheets-numberformat='{"1":2,"2":"0","3":1}' data-sheets-value='{"1":3,"3":44}' style="overflow:hidden;padding:0px 3px 0px 3px;vertical-align:bottom;text-align:center;">44</td> <td data-sheets-numberformat='{"1":2,"2":"0","3":1}' data-sheets-value='{"1":3,"3":51}' style="overflow:hidden;padding:0px 3px 0px 3px;vertical-align:bottom;text-align:center;">51</td> <td data-sheets-numberformat='{"1":2,"2":"0","3":1}' data-sheets-value='{"1":3,"3":20}' style="border-right:1px solid #000000;overflow:hidden;padding:0px 3px 0px 3px;vertical-align:bottom;text-align:center;">20</td> </tr> <tr style="height:20px;"> <td style="border-left:1px solid #000000;overflow:hidden;padding:0px 3px 0px 3px;vertical-align:bottom;font-weight:bold;"></td> <td data-sheets-value='{"1":2,"2":"Double-walled"}' style="overflow:hidden;padding:0px 3px 0px 3px;vertical-align:bottom;font-weight:bold;">Double-walled</td> <td data-sheets-value='{"1":2,"2":"Opal (T/O)"}' style="border-right:1px solid #000000;overflow:hidden;padding:0px 3px 0px 3px;vertical-align:bottom;font-weight:bold;">Opal (T/O)</td> <td data-sheets-numberformat='{"1":2,"2":"0.00","3":1}' data-sheets-value='{"1":3,"3":2.9}' style="overflow:hidden;padding:0px 3px 0px 3px;vertical-align:bottom;text-align:center;">2.90</td> <td data-sheets-numberformat='{"1":2,"2":"0","3":1}' data-sheets-value='{"1":3,"3":41}' style="overflow:hidden;padding:0px 3px 0px 3px;vertical-align:bottom;text-align:center;">41</td> <td data-sheets-numberformat='{"1":2,"2":"0","3":1}' data-sheets-value='{"1":3,"3":45}' style="overflow:hidden;padding:0px 3px 0px 3px;vertical-align:bottom;text-align:center;">45</td> <td data-sheets-numberformat='{"1":2,"2":"0","3":1}' data-sheets-value='{"1":3,"3":20}' style="border-right:1px solid #000000;overflow:hidden;padding:0px 3px 0px 3px;vertical-align:bottom;text-align:center;">20</td> </tr> <tr style="height:20px;"> <td style="border-left:1px solid #000000;overflow:hidden;padding:0px 3px 0px 3px;vertical-align:bottom;font-weight:bold;"></td> <td data-sheets-value='{"1":2,"2":"Triple-walled"}' style="overflow:hidden; | skylux-160-ce-met-koepel-en-polyester-opstand-30-20-met-lm-motor-en-windvang-0700-x-1000-mm | 8586014458189 | 46872314216781
Smoke and heat exhaust (SHEV) | SHE system | Skylux | Skylux 160° CE with skylight and polyester curb 30/20 with LM-actuator and spoiler 0800 x 1300 mm |  | 50769 | 5412970507697 | 4089.8 | Yes | 30-45 | 56.21 | 800 x 1300 mm | 1300 | 800 |  | polyester 30/20 (30 cm high & roof opening = 20 cm larger than daylight size) | Rectangular | 5.17 W/m²K - 1.28 W/m²K | 87% - 32% | 90% - 32% | 20dB - 23dB | 160° CE (for industry) | skylight | with spoiler | E | Single actuator | Maximum four-walled skylight possible for this product | Ut-value LT-value g-value Rw-value EN 1873 : 2014 EN ISO 13468 EN 16153 EN 410 EN 410 EN ISO 140-3 Material Walls Shells (W/m²K) (%) (%) (dB) Acrylic Single-walled Clear (H) 5.17 90 87 - PMMA Single-walled Opal (O) 5.17 83 76 - Double-walled Clear (H/H) 2.90 81 75 20 Double-walled Opal (O/O) 2.90 69 58 20 Triple-walled Clear (H/H/H) 1.70 73 65 22 Triple-walled Opal (O/H/O) 1.70 62 51 22 Four-walled Clear (H/H/H/H) 1.28 64 54 23 Four-walled Opal (H/H/O/H) 1.28 59 48 23 Polycarbonate Single-walled Clear (A) 5.17 88 83 - PC Single-walled Opal (D) 5.17 58 60 - Double-walled Clear (A/H) 2.90 79 72 20 Double-walled Clear (A/A) 2.90 77 69 20 Double-walled Opal (A/O) 2.90 73 63 20 Double-walled Opal (A/D) 2.90 51 50 20 Triple-walled Clear (A/H/H) 1.70 71 63 22 Triple-walled Opal (A/O/O) 1.70 61 48 22 Four-walled Clear (A/H/H/H) 1.28 64 52 23 Four-walled Opal (A/H/O/H) 1.28 59 46 23 Polycarbonate Single-walled Heatstop Opal (T) 5.17 49 59 - Heatstop PC Double-walled Clear (T/H) 2.90 44 51 20 Double-walled Opal (T/O) 2.90 41 45 20 Triple-walled Clear (T/H/H) 1.70 40 <td data-sheets-numberformat='{"1":2,"2":"0","3":1}' data-sheets-value='{"1":3,"3":44}' style="overflow:hidden;paddin | https://skylux.eu/en/products/skylux-160-ce-met-koepel-en-polyester-opstand-30-20-met-lm-motor-en-windvang-0800-x-1300-mm | https://skylux.eu/cdn/shop/files/Skylux-160deg-CE-met-koepel-en-polyester-opstand-3020-met-LM-motor-en-windvang-0800-x-1300-mm-RWA-systeem.jpg?v=1702978402&width=1600 | https://skylux.eu/cdn/shop/files/e5a82811-1bb0-48e4-a776-cacb59c7c092_6ab844dc-8f1e-4807-b178-504b3128bc23.jpg?v=1688550636&width=1600 | //skylux.eu/cdn/shop/files/E_MH_Mounting_instructions_Skylux_160_CE_LM.pdf?v=12406716259046007223 | //skylux.eu/cdn/shop/files/E_TD_Technical_File_Skylux_Skylux_160_CE_Electric.pdf?v=3667116872303399239 | <style type="text/css" id="isPasted"> <!--td { border: 1px solid #cccccc; } br { mso-data-placement: same-cell; } --> </style> <table border="1" cellpadding="0" cellspacing="0" dir="ltr" style="table-layout:fixed;font-size:10pt;font-family:Arial;border-collapse:collapse;border:none;"><tbody> <tr style="height:20px;"> <td style="overflow:hidden;padding:0px 3px 0px 3px;vertical-align:bottom;"></td> <td style="overflow:hidden;padding:0px 3px 0px 3px;vertical-align:bottom;"></td> <td style="overflow:hidden;padding:0px 3px 0px 3px;vertical-align:bottom;"></td> <td data-sheets-value='{"1":2,"2":"Ut-value"}' style="overflow:hidden;padding:0px 3px 0px 3px;vertical-align:bottom;font-weight:bold;text-align:center;">Ut-value</td> <td data-sheets-value='{"1":2,"2":"LT-value"}' style="overflow:hidden;padding:0px 3px 0px 3px;vertical-align:bottom;font-weight:bold;text-align:center;">LT-value</td> <td data-sheets-value='{"1":2,"2":"g-value"}' style="overflow:hidden;padding:0px 3px 0px 3px;vertical-align:bottom;font-weight:bold;text-align:center;">g-value</td> <td data-sheets-value='{"1":2,"2":"Rw-value "}' style="overflow:hidden;padding:0px 3px 0px 3px;vertical-align:bottom;font-weight:bold;text-align:center;">Rw-value </td> </tr> <tr style="height:20px;"> <td style="overflow:hidden;padding:0px 3px 0px 3px;vertical-align:bottom;"></td> <td style="overflow:hidden;padding:0px 3px 0px 3px;vertical-align:bottom;"></td> <td style="overflow:hidden;padding:0px 3px 0px 3px;vertical-align:bottom;"></td> <td data-sheets-numberformat='{"1":2,"2":"0.00","3":1}' data-sheets-value='{"1":2,"2":"EN 1873 : 2014"}' style="overflow:hidden;padding:0px 3px 0px 3px;vertical-align:bottom;text-align:center;">EN 1873 : 2014</td> <td data-sheets-numberformat='{"1":2,"2":"0","3":1}' data-sheets-value='{"1":2,"2":"EN ISO 13468 EN 16153 EN 410"}' style="overflow:hidden;padding:0px 3px 0px 3px;vertical-align:bottom;text-align:center;">EN ISO 13468 EN 16153 EN 410</td> <td data-sheets-numberformat='{"1":2,"2":"0","3":1}' data-sheets-value='{"1":2,"2":"EN 410"}' style="overflow:hidden;padding:0px 3px 0px 3px;vertical-align:bottom;text-align:center;">EN 410</td> <td data-sheets-value='{"1":2,"2":"EN ISO 140-3\t\t"}' style="overflow:hidden;padding:0px 3px 0px 3px;vertical-align:bottom;text-align:center;">EN ISO 140-3 </td> </tr> <tr style="height:20px;"> <td data-sheets-value='{"1":2,"2":"Material"}' style="border-bottom:1px solid #000000;overflow:hidden;padding:0px 3px 0px 3px;vertical-align:bottom;background-color:#000000;font-weight:bold;color:#ffffff;">Material</td> <td data-sheets-value='{"1":2,"2":"Walls"}' style="border-bottom:1px solid #000000;overflow:hidden;padding:0px 3px 0px 3px;vertical-align:bottom;background-color:#000000;font-weight:bold;color:#ffffff;">Walls</td> <td data-sheets-value='{"1":2,"2":"Shells"}' style="border-bottom:1px solid #000000;overflow:hidden;padding:0px 3px 0px 3px;vertical-align:bottom;background-color:#000000;font-weight:bold;color:#ffffff;">Shells</td> <td data-sheets-numberformat='{"1":2,"2":"0.00","3":1}' data-sheets-value='{"1":2,"2":"(W/m²K)\t"}' style="border-bottom:1px solid #000000;overflow:hidden;padding:0px 3px 0px 3px;vertical-align:bottom;background-color:#000000;font-weight:bold;color:#ffffff;text-align:center;">(W/m²K) </td> <td data-sheets-numberformat='{"1":2,"2":"0","3":1}' data-sheets-value='{"1":2,"2":"(%)"}' style="border-bottom:1px solid #000000;overflow:hidden;padding:0px 3px 0px 3px;vertical-align:bottom;background-color:#000000;font-weight:bold;color:#ffffff;text-align:center;">(%)</td> <td data-sheets-numberformat='{"1":2,"2":"0","3":1}' data-sheets-value='{"1":2,"2":"(%)"}' style="border-bottom:1px solid #000000;overflow:hidden;padding:0px 3px 0px 3px;vertical-align:bottom;background-color:#000000;font-weight:bold;color:#ffffff;text-align:center;">(%)</td> <td data-sheets-value='{"1":2,"2":"(dB)"}' style="border-bottom:1px solid #000000;overflow:hidden;padding:0px 3px 0px 3px;vertical-align:bottom;background-color:#000000;font-weight:bold;color:#ffffff;text-align:center;">(dB)</td> </tr> <tr style="height:20px;"> <td data-sheets-value='{"1":2,"2":"Acrylic"}' style="border-left:1px solid #000000;overflow:hidden;padding:0px 3px 0px 3px;vertical-align:bottom;font-weight:bold;">Acrylic</td> <td data-sheets-value='{"1":2,"2":"Single-walled"}' style="overflow:hidden;padding:0px 3px 0px 3px;vertical-align:bottom;font-weight:bold;">Single-walled</td> <td data-sheets-value='{"1":2,"2":"Clear (H)"}' style="border-right:1px solid #000000;overflow:hidden;padding:0px 3px 0px 3px;vertical-align:bottom;font-weight:bold;">Clear (H)</td> <td data-sheets-numberformat='{"1":2,"2":"0.00","3":1}' data-sheets-value='{"1":3,"3":5.17}' style="overflow:hidden;padding:0px 3px 0px 3px;vertical-align:bottom;text-align:center;">5.17</td> <td data-sheets-numberformat='{"1":2,"2":"0","3":1}' data-sheets-value='{"1":3,"3":90}' style="overflow:hidden;padding:0px 3px 0px 3px;vertical-align:bottom;text-align:center;">90</td> <td data-sheets-numberformat='{"1":2,"2":"0","3":1}' data-sheets-value='{"1":3,"3":87}' style="overflow:hidden;padding:0px 3px 0px 3px;vertical-align:bottom;text-align:center;">87</td> <td data-sheets-numberformat='{"1":2,"2":"0","3":1}' data-sheets-value='{"1":2,"2":"-"}' style="border-right:1px solid #000000;overflow:hidden;padding:0px 3px 0px 3px;vertical-align:bottom;text-align:center;">-</td> </tr> <tr style="height:20px;"> <td data-sheets-value='{"1":2,"2":"PMMA"}' style="border-left:1px solid #000000;overflow:hidden;padding:0px 3px 0px 3px;vertical-align:bottom;font-weight:bold;">PMMA</td> <td data-sheets-value='{"1":2,"2":"Single-walled"}' style="overflow:hidden;padding:0px 3px 0px 3px;vertical-align:bottom;font-weight:bold;">Single-walled</td> <td data-sheets-value='{"1":2,"2":"Opal (O)"}' style="border-right:1px solid #000000;overflow:hidden;padding:0px 3px 0px 3px;vertical-align:bottom;font-weight:bold;">Opal (O)</td> <td data-sheets-numberformat='{"1":2,"2":"0.00","3":1}' data-sheets-value='{"1":3,"3":5.17}' style="overflow:hidden;padding:0px 3px 0px 3px;vertical-align:bottom;text-align:center;">5.17</td> <td data-sheets-numberformat='{"1":2,"2":"0","3":1}' data-sheets-value='{"1":3,"3":83}' style="overflow:hidden;padding:0px 3px 0px 3px;vertical-align:bottom;text-align:center;">83</td> <td data-sheets-numberformat='{"1":2,"2":"0","3":1}' data-sheets-value='{"1":3,"3":76}' style="overflow:hidden;padding:0px 3px 0px 3px;vertical-align:bottom;text-align:center;">76</td> <td data-sheets-numberformat='{"1":2,"2":"0","3":1}' data-sheets-value='{"1":2,"2":"-"}' style="border-right:1px solid #000000;overflow:hidden;padding:0px 3px 0px 3px;vertical-align:bottom;text-align:center;">-</td> </tr> <tr style="height:20px;"> <td style="border-left:1px solid #000000;overflow:hidden;padding:0px 3px 0px 3px;vertical-align:bottom;font-weight:bold;"></td> <td data-sheets-value='{"1":2,"2":"Double-walled"}' style="overflow:hidden;padding:0px 3px 0px 3px;vertical-align:bottom;font-weight:bold;">Double-walled</td> <td data-sheets-value='{"1":2,"2":"Clear (H/H)"}' style="border-right:1px solid #000000;overflow:hidden;padding:0px 3px 0px 3px;vertical-align:bottom;font-weight:bold;">Clear (H/H)</td> <td data-sheets-numberformat='{"1":2,"2":"0.00","3":1}' data-sheets-value='{"1":3,"3":2.9}' style="overflow:hidden;padding:0px 3px 0px 3px;vertical-align:bottom;text-align:center;">2.90</td> <td data-sheets-numberformat='{"1":2,"2":"0","3":1}' data-sheets-value='{"1":3,"3":81}' style="overflow:hidden;padding:0px 3px 0px 3px;vertical-align:bottom;text-align:center;">81</td> <td data-sheets-numberformat='{"1":2,"2":"0","3":1}' data-sheets-value='{"1":3,"3":75}' style="overflow:hidden;padding:0px 3px 0px 3px;vertical-align:bottom;text-align:center;">75</td> <td data-sheets-numberformat='{"1":2,"2":"0","3":1}' data-sheets-value='{"1":3,"3":20}' style="border-right:1px solid #000000;overflow:hidden;padding:0px 3px 0px 3px;vertical-align:bottom;text-align:center;">20</td> </tr> <tr style="height:20px;"> <td style="border-left:1px solid #000000;overflow:hidden;padding:0px 3px 0px 3px;vertical-align:bottom;font-weight:bold;"></td> <td data-sheets-value='{"1":2,"2":"Double-walled"}' style="overflow:hidden;padding:0px 3px 0px 3px;vertical-align:bottom;font-weight:bold;">Double-walled</td> <td data-sheets-value='{"1":2,"2":"Opal (O/O)"}' style="border-right:1px solid #000000;overflow:hidden;padding:0px 3px 0px 3px;vertical-align:bottom;font-weight:bold;">Opal (O/O)</td> <td data-sheets-numberformat='{"1":2,"2":"0.00","3":1}' data-sheets-value='{"1":3,"3":2.9}' style="overflow:hidden;padding:0px 3px 0px 3px;vertical-align:bottom;text-align:center;">2.90</td> <td data-sheets-numberformat='{"1":2,"2":"0","3":1}' data-sheets-value='{"1":3,"3":69}' style="overflow:hidden;padding:0px 3px 0px 3px;vertical-align:bottom;text-align:center;">69</td> <td data-sheets-numberformat='{"1":2,"2":"0","3":1}' data-sheets-value='{"1":3,"3":58}' style="overflow:hidden;padding:0px 3px 0px 3px;vertical-align:bottom;text-align:center;">58</td> <td data-sheets-numberformat='{"1":2,"2":"0","3":1}' data-sheets-value='{"1":3,"3":20}' style="border-right:1px solid #000000;overflow:hidden;padding:0px 3px 0px 3px;vertical-align:bottom;text-align:center;">20</td> </tr> <tr style="height:20px;"> <td style="border-left:1px solid #000000;overflow:hidden;padding:0px 3px 0px 3px;vertical-align:bottom;font-weight:bold;"></td> <td data-sheets-value='{"1":2,"2":"Triple-walled"}' style="overflow:hidden;padding:0px 3px 0px 3px;vertical-align:bottom;font-weight:bold;">Triple-walled</td> <td data-sheets-value='{"1":2,"2":"Clear (H/H/H)"}' style="border-right:1px solid #000000;overflow:hidden;padding:0px 3px 0px 3px;vertical-align:bottom;font-weight:bold;">Clear (H/H/H)</td> <td data-sheets-numberformat='{"1":2,"2":"0.00","3":1}' data-sheets-value='{"1":3,"3":1.7}' style="overflow:hidden;padding:0px 3px 0px 3px;vertical-align:bottom;text-align:center;">1.70</td> <td data-sheets-numberformat='{"1":2,"2":"0","3":1}' data-sheets-value='{"1":3,"3":73}' style="overflow:hidden;padding:0px 3px 0px 3px;vertical-align:bottom;text-align:center;">73</td> <td data-sheets-numberformat='{"1":2,"2":"0","3":1}' data-sheets-value='{"1":3,"3":65}' style="overflow:hidden;padding:0px 3px 0px 3px;vertical-align:bottom;text-align:center;">65</td> <td data-sheets-numberformat='{"1":2,"2":"0","3":1}' data-sheets-value='{"1":3,"3":22}' style="border-right:1px solid #000000;overflow:hidden;padding:0px 3px 0px 3px;vertical-align:bottom;text-align:center;">22</td> </tr> <tr style="height:20px;"> <td style="border-left:1px solid #000000;overflow:hidden;padding:0px 3px 0px 3px;vertical-align:bottom;font-weight:bold;"></td> <td data-sheets-value='{"1":2,"2":"Triple-walled"}' style="overflow:hidden;padding:0px 3px 0px 3px;vertical-align:bottom;font-weight:bold;">Triple-walled</td> <td data-sheets-value='{"1":2,"2":"Opal (O/H/O)"}' style="border-right:1px solid #000000;overflow:hidden;padding:0px 3px 0px 3px;vertical-align:bottom;font-weight:bold;">Opal (O/H/O)</td> <td data-sheets-numberformat='{"1":2,"2":"0.00","3":1}' data-sheets-value='{"1":3,"3":1.7}' style="overflow:hidden;padding:0px 3px 0px 3px;vertical-align:bottom;text-align:center;">1.70</td> <td data-sheets-numberformat='{"1":2,"2":"0","3":1}' data-sheets-value='{"1":3,"3":62}' style="overflow:hidden;padding:0px 3px 0px 3px;vertical-align:bottom;text-align:center;">62</td> <td data-sheets-numberformat='{"1":2,"2":"0","3":1}' data-sheets-value='{"1":3,"3":51}' style="overflow:hidden;padding:0px 3px 0px 3px;vertical-align:bottom;text-align:center;">51</td> <td data-sheets-numberformat='{"1":2,"2":"0","3":1}' data-sheets-value='{"1":3,"3":22}' style="border-right:1px solid #000000;overflow:hidden;padding:0px 3px 0px 3px;vertical-align:bottom;text-align:center;">22</td> </tr> <tr style="height:20px;"> <td style="border-left:1px solid #000000;overflow:hidden;padding:0px 3px 0px 3px;vertical-align:bottom;font-weight:bold;"></td> <td data-sheets-value='{"1":2,"2":"Four-walled"}' style="overflow:hidden;padding:0px 3px 0px 3px;vertical-align:bottom;font-weight:bold;">Four-walled</td> <td data-sheets-value='{"1":2,"2":"Clear (H/H/H/H)"}' style="border-right:1px solid #000000;overflow:hidden;padding:0px 3px 0px 3px;vertical-align:bottom;font-weight:bold;">Clear (H/H/H/H)</td> <td data-sheets-numberformat='{"1":2,"2":"0.00","3":1}' data-sheets-value='{"1":3,"3":1.28}' style="overflow:hidden;padding:0px 3px 0px 3px;vertical-align:bottom;text-align:center;">1.28</td> <td data-sheets-numberformat='{"1":2,"2":"0","3":1}' data-sheets-value='{"1":3,"3":64}' style="overflow:hidden;padding:0px 3px 0px 3px;vertical-align:bottom;text-align:center;">64</td> <td data-sheets-numberformat='{"1":2,"2":"0","3":1}' data-sheets-value='{"1":3,"3":54}' style="overflow:hidden;padding:0px 3px 0px 3px;vertical-align:bottom;text-align:center;">54</td> <td data-sheets-numberformat='{"1":2,"2":"0","3":1}' data-sheets-value='{"1":3,"3":23}' style="border-right:1px solid #000000;overflow:hidden;padding:0px 3px 0px 3px;vertical-align:bottom;text-align:center;">23</td> </tr> <tr style="height:20px;"> <td style="border-bottom:1px solid #000000;border-left:1px solid #000000;overflow:hidden;padding:0px 3px 0px 3px;vertical-align:bottom;"></td> <td data-sheets-value='{"1":2,"2":"Four-walled"}' style="border-bottom:1px solid #000000;overflow:hidden;padding:0px 3px 0px 3px;vertical-align:bottom;font-weight:bold;">Four-walled</td> <td data-sheets-value='{"1":2,"2":"Opal (H/H/O/H)"}' style="border-right:1px solid #000000;border-bottom:1px solid #000000;overflow:hidden;padding:0px 3px 0px 3px;vertical-align:bottom;font-weight:bold;">Opal (H/H/O/H)</td> <td data-sheets-numberformat='{"1":2,"2":"0.00","3":1}' data-sheets-value='{"1":3,"3":1.28}' style="border-bottom:1px solid #000000;overflow:hidden;padding:0px 3px 0px 3px;vertical-align:bottom;text-align:center;">1.28</td> <td data-sheets-numberformat='{"1":2,"2":"0","3":1}' data-sheets-value='{"1":3,"3":59}' style="border-bottom:1px solid #000000;overflow:hidden;padding:0px 3px 0px 3px;vertical-align:bottom;text-align:center;">59</td> <td data-sheets-numberformat='{"1":2,"2":"0","3":1}' data-sheets-value='{"1":3,"3":48}' style="border-bottom:1px solid #000000;overflow:hidden;padding:0px 3px 0px 3px;vertical-align:bottom;text-align:center;">48</td> <td data-sheets-numberformat='{"1":2,"2":"0","3":1}' data-sheets-value='{"1":3,"3":23}' style="border-right:1px solid #000000;border-bottom:1px solid #000000;overflow:hidden;padding:0px 3px 0px 3px;vertical-align:bottom;text-align:center;">23</td> </tr> <tr style="height:20px;"> <td data-sheets-value='{"1":2,"2":"Polycarbonate "}' style="border-left:1px solid #000000;overflow:hidden;padding:0px 3px 0px 3px;vertical-align:bottom;font-weight:bold;">Polycarbonate </td> <td data-sheets-value='{"1":2,"2":"Single-walled"}' style="overflow:hidden;padding:0px 3px 0px 3px;vertical-align:bottom;font-weight:bold;">Single-walled</td> <td data-sheets-value='{"1":2,"2":"Clear (A)"}' style="border-right:1px solid #000000;overflow:hidden;padding:0px 3px 0px 3px;vertical-align:bottom;font-weight:bold;">Clear (A)</td> <td data-sheets-numberformat='{"1":2,"2":"0.00","3":1}' data-sheets-value='{"1":3,"3":5.17}' style="overflow:hidden;padding:0px 3px 0px 3px;vertical-align:bottom;text-align:center;">5.17</td> <td data-sheets-numberformat='{"1":2,"2":"0","3":1}' data-sheets-value='{"1":3,"3":88}' style="overflow:hidden;padding:0px 3px 0px 3px;vertical-align:bottom;text-align:center;">88</td> <td data-sheets-numberformat='{"1":2,"2":"0","3":1}' data-sheets-value='{"1":3,"3":83}' style="overflow:hidden;padding:0px 3px 0px 3px;vertical-align:bottom;text-align:center;">83</td> <td data-sheets-numberformat='{"1":2,"2":"0","3":1}' data-sheets-value='{"1":2,"2":"-"}' style="border-right:1px solid #000000;overflow:hidden;padding:0px 3px 0px 3px;vertical-align:bottom;text-align:center;">-</td> </tr> <tr style="height:20px;"> <td data-sheets-value='{"1":2,"2":"PC"}' style="border-left:1px solid #000000;overflow:hidden;padding:0px 3px 0px 3px;vertical-align:bottom;font-weight:bold;">PC</td> <td data-sheets-value='{"1":2,"2":"Single-walled"}' style="overflow:hidden;padding:0px 3px 0px 3px;vertical-align:bottom;font-weight:bold;">Single-walled</td> <td data-sheets-value='{"1":2,"2":"Opal (D)"}' style="border-right:1px solid #000000;overflow:hidden;padding:0px 3px 0px 3px;vertical-align:bottom;font-weight:bold;">Opal (D)</td> <td data-sheets-numberformat='{"1":2,"2":"0.00","3":1}' data-sheets-value='{"1":3,"3":5.17}' style="overflow:hidden;padding:0px 3px 0px 3px;vertical-align:bottom;text-align:center;">5.17</td> <td data-sheets-numberformat='{"1":2,"2":"0","3":1}' data-sheets-value='{"1":3,"3":58}' style="overflow:hidden;padding:0px 3px 0px 3px;vertical-align:bottom;text-align:center;">58</td> <td data-sheets-numberformat='{"1":2,"2":"0","3":1}' data-sheets-value='{"1":3,"3":60}' style="overflow:hidden;padding:0px 3px 0px 3px;vertical-align:bottom;text-align:center;">60</td> <td data-sheets-numberformat='{"1":2,"2":"0","3":1}' data-sheets-value='{"1":2,"2":"-"}' style="border-right:1px solid #000000;overflow:hidden;padding:0px 3px 0px 3px;vertical-align:bottom;text-align:center;">-</td> </tr> <tr style="height:20px;"> <td style="border-left:1px solid #000000;overflow:hidden;padding:0px 3px 0px 3px;vertical-align:bottom;font-weight:bold;"></td> <td data-sheets-value='{"1":2,"2":"Double-walled"}' style="overflow:hidden;padding:0px 3px 0px 3px;vertical-align:bottom;font-weight:bold;">Double-walled</td> <td data-sheets-value='{"1":2,"2":"Clear (A/H)"}' style="border-right:1px solid #000000;overflow:hidden;padding:0px 3px 0px 3px;vertical-align:bottom;font-weight:bold;">Clear (A/H)</td> <td data-sheets-numberformat='{"1":2,"2":"0.00","3":1}' data-sheets-value='{"1":3,"3":2.9}' style="overflow:hidden;padding:0px 3px 0px 3px;vertical-align:bottom;text-align:center;">2.90</td> <td data-sheets-numberformat='{"1":2,"2":"0","3":1}' data-sheets-value='{"1":3,"3":79}' style="overflow:hidden;padding:0px 3px 0px 3px;vertical-align:bottom;text-align:center;">79</td> <td data-sheets-numberformat='{"1":2,"2":"0","3":1}' data-sheets-value='{"1":3,"3":72}' style="overflow:hidden;padding:0px 3px 0px 3px;vertical-align:bottom;text-align:center;">72</td> <td data-sheets-numberformat='{"1":2,"2":"0","3":1}' data-sheets-value='{"1":3,"3":20}' style="border-right:1px solid #000000;overflow:hidden;padding:0px 3px 0px 3px;vertical-align:bottom;text-align:center;">20</td> </tr> <tr style="height:20px;"> <td style="border-left:1px solid #000000;overflow:hidden;padding:0px 3px 0px 3px;vertical-align:bottom;font-weight:bold;"></td> <td data-sheets-value='{"1":2,"2":"Double-walled"}' style="overflow:hidden;padding:0px 3px 0px 3px;vertical-align:bottom;font-weight:bold;">Double-walled</td> <td data-sheets-value='{"1":2,"2":"Clear (A/A)"}' style="border-right:1px solid #000000;overflow:hidden;padding:0px 3px 0px 3px;vertical-align:bottom;font-weight:bold;">Clear (A/A)</td> <td data-sheets-numberformat='{"1":2,"2":"0.00","3":1}' data-sheets-value='{"1":3,"3":2.9}' style="overflow:hidden;padding:0px 3px 0px 3px;vertical-align:bottom;text-align:center;">2.90</td> <td data-sheets-numberformat='{"1":2,"2":"0","3":1}' data-sheets-value='{"1":3,"3":77}' style="overflow:hidden;padding:0px 3px 0px 3px;vertical-align:bottom;text-align:center;">77</td> <td data-sheets-numberformat='{"1":2,"2":"0","3":1}' data-sheets-value='{"1":3,"3":69}' style="overflow:hidden;padding:0px 3px 0px 3px;vertical-align:bottom;text-align:center;">69</td> <td data-sheets-numberformat='{"1":2,"2":"0","3":1}' data-sheets-value='{"1":3,"3":20}' style="border-right:1px solid #000000;overflow:hidden;padding:0px 3px 0px 3px;vertical-align:bottom;text-align:center;">20</td> </tr> <tr style="height:20px;"> <td style="border-left:1px solid #000000;overflow:hidden;padding:0px 3px 0px 3px;vertical-align:bottom;font-weight:bold;"></td> <td data-sheets-value='{"1":2,"2":"Double-walled"}' style="overflow:hidden;padding:0px 3px 0px 3px;vertical-align:bottom;font-weight:bold;">Double-walled</td> <td data-sheets-value='{"1":2,"2":"Opal (A/O)"}' style="border-right:1px solid #000000;overflow:hidden;padding:0px 3px 0px 3px;vertical-align:bottom;font-weight:bold;">Opal (A/O)</td> <td data-sheets-numberformat='{"1":2,"2":"0.00","3":1}' data-sheets-value='{"1":3,"3":2.9}' style="overflow:hidden;padding:0px 3px 0px 3px;vertical-align:bottom;text-align:center;">2.90</td> <td data-sheets-numberformat='{"1":2,"2":"0","3":1}' data-sheets-value='{"1":3,"3":73}' style="overflow:hidden;padding:0px 3px 0px 3px;vertical-align:bottom;text-align:center;">73</td> <td data-sheets-numberformat='{"1":2,"2":"0","3":1}' data-sheets-value='{"1":3,"3":63}' style="overflow:hidden;padding:0px 3px 0px 3px;vertical-align:bottom;text-align:center;">63</td> <td data-sheets-numberformat='{"1":2,"2":"0","3":1}' data-sheets-value='{"1":3,"3":20}' style="border-right:1px solid #000000;overflow:hidden;padding:0px 3px 0px 3px;vertical-align:bottom;text-align:center;">20</td> </tr> <tr style="height:20px;"> <td style="border-left:1px solid #000000;overflow:hidden;padding:0px 3px 0px 3px;vertical-align:bottom;font-weight:bold;"></td> <td data-sheets-value='{"1":2,"2":"Double-walled"}' style="overflow:hidden;padding:0px 3px 0px 3px;vertical-align:bottom;font-weight:bold;">Double-walled</td> <td data-sheets-value='{"1":2,"2":"Opal (A/D)"}' style="border-right:1px solid #000000;overflow:hidden;padding:0px 3px 0px 3px;vertical-align:bottom;font-weight:bold;">Opal (A/D)</td> <td data-sheets-numberformat='{"1":2,"2":"0.00","3":1}' data-sheets-value='{"1":3,"3":2.9}' style="overflow:hidden;padding:0px 3px 0px 3px;vertical-align:bottom;text-align:center;">2.90</td> <td data-sheets-numberformat='{"1":2,"2":"0","3":1}' data-sheets-value='{"1":3,"3":51}' style="overflow:hidden;padding:0px 3px 0px 3px;vertical-align:bottom;text-align:center;">51</td> <td data-sheets-numberformat='{"1":2,"2":"0","3":1}' data-sheets-value='{"1":3,"3":50}' style="overflow:hidden;padding:0px 3px 0px 3px;vertical-align:bottom;text-align:center;">50</td> <td data-sheets-numberformat='{"1":2,"2":"0","3":1}' data-sheets-value='{"1":3,"3":20}' style="border-right:1px solid #000000;overflow:hidden;padding:0px 3px 0px 3px;vertical-align:bottom;text-align:center;">20</td> </tr> <tr style="height:20px;"> <td style="border-left:1px solid #000000;overflow:hidden;padding:0px 3px 0px 3px;vertical-align:bottom;font-weight:bold;"></td> <td data-sheets-value='{"1":2,"2":"Triple-walled"}' style="overflow:hidden;padding:0px 3px 0px 3px;vertical-align:bottom;font-weight:bold;">Triple-walled</td> <td data-sheets-value='{"1":2,"2":"Clear (A/H/H)"}' style="border-right:1px solid #000000;overflow:hidden;padding:0px 3px 0px 3px;vertical-align:bottom;font-weight:bold;">Clear (A/H/H)</td> <td data-sheets-numberformat='{"1":2,"2":"0.00","3":1}' data-sheets-value='{"1":3,"3":1.7}' style="overflow:hidden;padding:0px 3px 0px 3px;vertical-align:bottom;text-align:center;">1.70</td> <td data-sheets-numberformat='{"1":2,"2":"0","3":1}' data-sheets-value='{"1":3,"3":71}' style="overflow:hidden;padding:0px 3px 0px 3px;vertical-align:bottom;text-align:center;">71</td> <td data-sheets-numberformat='{"1":2,"2":"0","3":1}' data-sheets-value='{"1":3,"3":63}' style="overflow:hidden;padding:0px 3px 0px 3px;vertical-align:bottom;text-align:center;">63</td> <td data-sheets-numberformat='{"1":2,"2":"0","3":1}' data-sheets-value='{"1":3,"3":22}' style="border-right:1px solid #000000;overflow:hidden;padding:0px 3px 0px 3px;vertical-align:bottom;text-align:center;">22</td> </tr> <tr style="height:20px;"> <td style="border-left:1px solid #000000;overflow:hidden;padding:0px 3px 0px 3px;vertical-align:bottom;font-weight:bold;"></td> <td data-sheets-value='{"1":2,"2":"Triple-walled"}' style="overflow:hidden;padding:0px 3px 0px 3px;vertical-align:bottom;font-weight:bold;">Triple-walled</td> <td data-sheets-value='{"1":2,"2":"Opal (A/O/O)"}' style="border-right:1px solid #000000;overflow:hidden;padding:0px 3px 0px 3px;vertical-align:bottom;font-weight:bold;">Opal (A/O/O)</td> <td data-sheets-numberformat='{"1":2,"2":"0.00","3":1}' data-sheets-value='{"1":3,"3":1.7}' style="overflow:hidden;padding:0px 3px 0px 3px;vertical-align:bottom;text-align:center;">1.70</td> <td data-sheets-numberformat='{"1":2,"2":"0","3":1}' data-sheets-value='{"1":3,"3":61}' style="overflow:hidden;padding:0px 3px 0px 3px;vertical-align:bottom;text-align:center;">61</td> <td data-sheets-numberformat='{"1":2,"2":"0","3":1}' data-sheets-value='{"1":3,"3":48}' style="overflow:hidden;padding:0px 3px 0px 3px;vertical-align:bottom;text-align:center;">48</td> <td data-sheets-numberformat='{"1":2,"2":"0","3":1}' data-sheets-value='{"1":3,"3":22}' style="border-right:1px solid #000000;overflow:hidden;padding:0px 3px 0px 3px;vertical-align:bottom;text-align:center;">22</td> </tr> <tr style="height:20px;"> <td style="border-left:1px solid #000000;overflow:hidden;padding:0px 3px 0px 3px;vertical-align:bottom;font-weight:bold;"></td> <td data-sheets-value='{"1":2,"2":"Four-walled"}' style="overflow:hidden;padding:0px 3px 0px 3px;vertical-align:bottom;font-weight:bold;">Four-walled</td> <td data-sheets-value='{"1":2,"2":"Clear (A/H/H/H)"}' style="border-right:1px solid #000000;overflow:hidden;padding:0px 3px 0px 3px;vertical-align:bottom;font-weight:bold;">Clear (A/H/H/H)</td> <td data-sheets-numberformat='{"1":2,"2":"0.00","3":1}' data-sheets-value='{"1":3,"3":1.28}' style="overflow:hidden;padding:0px 3px 0px 3px;vertical-align:bottom;text-align:center;">1.28</td> <td data-sheets-numberformat='{"1":2,"2":"0","3":1}' data-sheets-value='{"1":3,"3":64}' style="overflow:hidden;padding:0px 3px 0px 3px;vertical-align:bottom;text-align:center;">64</td> <td data-sheets-numberformat='{"1":2,"2":"0","3":1}' data-sheets-value='{"1":3,"3":52}' style="overflow:hidden;padding:0px 3px 0px 3px;vertical-align:bottom;text-align:center;">52</td> <td data-sheets-numberformat='{"1":2,"2":"0","3":1}' data-sheets-value='{"1":3,"3":23}' style="border-right:1px solid #000000;overflow:hidden;padding:0px 3px 0px 3px;vertical-align:bottom;text-align:center;">23</td> </tr> <tr style="height:20px;"> <td style="border-bottom:1px solid #000000;border-left:1px solid #000000;overflow:hidden;padding:0px 3px 0px 3px;vertical-align:bottom;"></td> <td data-sheets-value='{"1":2,"2":"Four-walled"}' style="border-bottom:1px solid #000000;overflow:hidden;padding:0px 3px 0px 3px;vertical-align:bottom;font-weight:bold;">Four-walled</td> <td data-sheets-value='{"1":2,"2":"Opal (A/H/O/H)"}' style="border-right:1px solid #000000;border-bottom:1px solid #000000;overflow:hidden;padding:0px 3px 0px 3px;vertical-align:bottom;font-weight:bold;">Opal (A/H/O/H)</td> <td data-sheets-numberformat='{"1":2,"2":"0.00","3":1}' data-sheets-value='{"1":3,"3":1.28}' style="border-bottom:1px solid #000000;overflow:hidden;padding:0px 3px 0px 3px;vertical-align:bottom;text-align:center;">1.28</td> <td data-sheets-numberformat='{"1":2,"2":"0","3":1}' data-sheets-value='{"1":3,"3":59}' style="border-bottom:1px solid #000000;overflow:hidden;padding:0px 3px 0px 3px;vertical-align:bottom;text-align:center;">59</td> <td data-sheets-numberformat='{"1":2,"2":"0","3":1}' data-sheets-value='{"1":3,"3":46}' style="border-bottom:1px solid #000000;overflow:hidden;padding:0px 3px 0px 3px;vertical-align:bottom;text-align:center;">46</td> <td data-sheets-numberformat='{"1":2,"2":"0","3":1}' data-sheets-value='{"1":3,"3":23}' style="border-right:1px solid #000000;border-bottom:1px solid #000000;overflow:hidden;padding:0px 3px 0px 3px;vertical-align:bottom;text-align:center;">23</td> </tr> <tr style="height:20px;"> <td data-sheets-value='{"1":2,"2":"Polycarbonate"}' style="border-left:1px solid #000000;overflow:hidden;padding:0px 3px 0px 3px;vertical-align:bottom;font-weight:bold;">Polycarbonate</td> <td data-sheets-value='{"1":2,"2":"Single-walled"}' style="overflow:hidden;padding:0px 3px 0px 3px;vertical-align:bottom;font-weight:bold;">Single-walled</td> <td data-sheets-value='{"1":2,"2":"Heatstop Opal (T)"}' style="border-right:1px solid #000000;overflow:hidden;padding:0px 3px 0px 3px;vertical-align:bottom;font-weight:bold;">Heatstop Opal (T)</td> <td data-sheets-numberformat='{"1":2,"2":"0.00","3":1}' data-sheets-value='{"1":3,"3":5.17}' style="overflow:hidden;padding:0px 3px 0px 3px;vertical-align:bottom;text-align:center;">5.17</td> <td data-sheets-numberformat='{"1":2,"2":"0","3":1}' data-sheets-value='{"1":3,"3":49}' style="overflow:hidden;padding:0px 3px 0px 3px;vertical-align:bottom;text-align:center;">49</td> <td data-sheets-numberformat='{"1":2,"2":"0","3":1}' data-sheets-value='{"1":3,"3":59}' style="overflow:hidden;padding:0px 3px 0px 3px;vertical-align:bottom;text-align:center;">59</td> <td data-sheets-numberformat='{"1":2,"2":"0","3":1}' data-sheets-value='{"1":2,"2":"-"}' style="border-right:1px solid #000000;overflow:hidden;padding:0px 3px 0px 3px;vertical-align:bottom;text-align:center;">-</td> </tr> <tr style="height:20px;"> <td data-sheets-value='{"1":2,"2":"Heatstop PC"}' style="border-left:1px solid #000000;overflow:hidden;padding:0px 3px 0px 3px;vertical-align:bottom;font-weight:bold;">Heatstop PC</td> <td data-sheets-value='{"1":2,"2":"Double-walled"}' style="overflow:hidden;padding:0px 3px 0px 3px;vertical-align:bottom;font-weight:bold;">Double-walled</td> <td data-sheets-value='{"1":2,"2":"Clear (T/H)"}' style="border-right:1px solid #000000;overflow:hidden;padding:0px 3px 0px 3px;vertical-align:bottom;font-weight:bold;">Clear (T/H)</td> <td data-sheets-numberformat='{"1":2,"2":"0.00","3":1}' data-sheets-value='{"1":3,"3":2.9}' style="overflow:hidden;padding:0px 3px 0px 3px;vertical-align:bottom;text-align:center;">2.90</td> <td data-sheets-numberformat='{"1":2,"2":"0","3":1}' data-sheets-value='{"1":3,"3":44}' style="overflow:hidden;padding:0px 3px 0px 3px;vertical-align:bottom;text-align:center;">44</td> <td data-sheets-numberformat='{"1":2,"2":"0","3":1}' data-sheets-value='{"1":3,"3":51}' style="overflow:hidden;padding:0px 3px 0px 3px;vertical-align:bottom;text-align:center;">51</td> <td data-sheets-numberformat='{"1":2,"2":"0","3":1}' data-sheets-value='{"1":3,"3":20}' style="border-right:1px solid #000000;overflow:hidden;padding:0px 3px 0px 3px;vertical-align:bottom;text-align:center;">20</td> </tr> <tr style="height:20px;"> <td style="border-left:1px solid #000000;overflow:hidden;padding:0px 3px 0px 3px;vertical-align:bottom;font-weight:bold;"></td> <td data-sheets-value='{"1":2,"2":"Double-walled"}' style="overflow:hidden;padding:0px 3px 0px 3px;vertical-align:bottom;font-weight:bold;">Double-walled</td> <td data-sheets-value='{"1":2,"2":"Opal (T/O)"}' style="border-right:1px solid #000000;overflow:hidden;padding:0px 3px 0px 3px;vertical-align:bottom;font-weight:bold;">Opal (T/O)</td> <td data-sheets-numberformat='{"1":2,"2":"0.00","3":1}' data-sheets-value='{"1":3,"3":2.9}' style="overflow:hidden;padding:0px 3px 0px 3px;vertical-align:bottom;text-align:center;">2.90</td> <td data-sheets-numberformat='{"1":2,"2":"0","3":1}' data-sheets-value='{"1":3,"3":41}' style="overflow:hidden;padding:0px 3px 0px 3px;vertical-align:bottom;text-align:center;">41</td> <td data-sheets-numberformat='{"1":2,"2":"0","3":1}' data-sheets-value='{"1":3,"3":45}' style="overflow:hidden;padding:0px 3px 0px 3px;vertical-align:bottom;text-align:center;">45</td> <td data-sheets-numberformat='{"1":2,"2":"0","3":1}' data-sheets-value='{"1":3,"3":20}' style="border-right:1px solid #000000;overflow:hidden;padding:0px 3px 0px 3px;vertical-align:bottom;text-align:center;">20</td> </tr> <tr style="height:20px;"> <td style="border-left:1px solid #000000;overflow:hidden;padding:0px 3px 0px 3px;vertical-align:bottom;font-weight:bold;"></td> <td data-sheets-value='{"1":2,"2":"Triple-walled"}' style="overflow:hidden; | skylux-160-ce-met-koepel-en-polyester-opstand-30-20-met-lm-motor-en-windvang-0800-x-1300-mm | 8586014523725 | 46872314347853
Smoke and heat exhaust (SHEV) | SHE system | Skylux | Skylux 160° CE with skylight and polyester curb 30/20 with LM-actuator and spoiler 1000 x 1000 mm |  | 35908 | 5412970359081 | 4028.1 | Yes | 30-45 | 54.91 | 1000 x 1000 mm | 1000 | 1000 |  | polyester 30/20 (30 cm high & roof opening = 20 cm larger than daylight size) | Square | 5.17 W/m²K - 1.28 W/m²K | 87% - 32% | 90% - 32% | 20dB - 23dB | 160° CE (for industry) | skylight | with spoiler | E | Single actuator | Maximum four-walled skylight possible for this product | Ut-value LT-value g-value Rw-value EN 1873 : 2014 EN ISO 13468 EN 16153 EN 410 EN 410 EN ISO 140-3 Material Walls Shells (W/m²K) (%) (%) (dB) Acrylic Single-walled Clear (H) 5.17 90 87 - PMMA Single-walled Opal (O) 5.17 83 76 - Double-walled Clear (H/H) 2.90 81 75 20 Double-walled Opal (O/O) 2.90 69 58 20 Triple-walled Clear (H/H/H) 1.70 73 65 22 Triple-walled Opal (O/H/O) 1.70 62 51 22 Four-walled Clear (H/H/H/H) 1.28 64 54 23 Four-walled Opal (H/H/O/H) 1.28 59 48 23 Polycarbonate Single-walled Clear (A) 5.17 88 83 - PC Single-walled Opal (D) 5.17 58 60 - Double-walled Clear (A/H) 2.90 79 72 20 Double-walled Clear (A/A) 2.90 77 69 20 Double-walled Opal (A/O) 2.90 73 63 20 Double-walled Opal (A/D) 2.90 51 50 20 Triple-walled Clear (A/H/H) 1.70 71 63 22 Triple-walled Opal (A/O/O) 1.70 61 48 22 Four-walled Clear (A/H/H/H) 1.28 64 52 23 Four-walled Opal (A/H/O/H) 1.28 59 46 23 Polycarbonate Single-walled Heatstop Opal (T) 5.17 49 59 - Heatstop PC Double-walled Clear (T/H) 2.90 44 51 20 Double-walled Opal (T/O) 2.90 41 45 20 Triple-walled Clear (T/H/H) 1.70 40 <td data-sheets-numberformat='{"1":2,"2":"0","3":1}' data-sheets-value='{"1":3,"3":44}' style="overflow:hidden;paddin | https://skylux.eu/en/products/skylux-160-ce-met-koepel-en-polyester-opstand-30-20-met-lm-motor-en-windvang-1000-x-1000-mm | https://skylux.eu/cdn/shop/files/Skylux-160deg-CE-met-koepel-en-polyester-opstand-3020-met-LM-motor-en-windvang-1000-x-1000-mm-RWA-systeem.jpg?v=1702978407&width=1600 | https://skylux.eu/cdn/shop/files/e5a82811-1bb0-48e4-a776-cacb59c7c092_20a799cd-58e6-4c86-8318-374b3742d0d0.jpg?v=1688550637&width=1600 | //skylux.eu/cdn/shop/files/E_MH_Mounting_instructions_Skylux_160_CE_LM.pdf?v=12406716259046007223 | //skylux.eu/cdn/shop/files/E_TD_Technical_File_Skylux_Skylux_160_CE_Electric.pdf?v=3667116872303399239 | <style type="text/css" id="isPasted"> <!--td { border: 1px solid #cccccc; } br { mso-data-placement: same-cell; } --> </style> <table border="1" cellpadding="0" cellspacing="0" dir="ltr" style="table-layout:fixed;font-size:10pt;font-family:Arial;border-collapse:collapse;border:none;"><tbody> <tr style="height:20px;"> <td style="overflow:hidden;padding:0px 3px 0px 3px;vertical-align:bottom;"></td> <td style="overflow:hidden;padding:0px 3px 0px 3px;vertical-align:bottom;"></td> <td style="overflow:hidden;padding:0px 3px 0px 3px;vertical-align:bottom;"></td> <td data-sheets-value='{"1":2,"2":"Ut-value"}' style="overflow:hidden;padding:0px 3px 0px 3px;vertical-align:bottom;font-weight:bold;text-align:center;">Ut-value</td> <td data-sheets-value='{"1":2,"2":"LT-value"}' style="overflow:hidden;padding:0px 3px 0px 3px;vertical-align:bottom;font-weight:bold;text-align:center;">LT-value</td> <td data-sheets-value='{"1":2,"2":"g-value"}' style="overflow:hidden;padding:0px 3px 0px 3px;vertical-align:bottom;font-weight:bold;text-align:center;">g-value</td> <td data-sheets-value='{"1":2,"2":"Rw-value "}' style="overflow:hidden;padding:0px 3px 0px 3px;vertical-align:bottom;font-weight:bold;text-align:center;">Rw-value </td> </tr> <tr style="height:20px;"> <td style="overflow:hidden;padding:0px 3px 0px 3px;vertical-align:bottom;"></td> <td style="overflow:hidden;padding:0px 3px 0px 3px;vertical-align:bottom;"></td> <td style="overflow:hidden;padding:0px 3px 0px 3px;vertical-align:bottom;"></td> <td data-sheets-numberformat='{"1":2,"2":"0.00","3":1}' data-sheets-value='{"1":2,"2":"EN 1873 : 2014"}' style="overflow:hidden;padding:0px 3px 0px 3px;vertical-align:bottom;text-align:center;">EN 1873 : 2014</td> <td data-sheets-numberformat='{"1":2,"2":"0","3":1}' data-sheets-value='{"1":2,"2":"EN ISO 13468 EN 16153 EN 410"}' style="overflow:hidden;padding:0px 3px 0px 3px;vertical-align:bottom;text-align:center;">EN ISO 13468 EN 16153 EN 410</td> <td data-sheets-numberformat='{"1":2,"2":"0","3":1}' data-sheets-value='{"1":2,"2":"EN 410"}' style="overflow:hidden;padding:0px 3px 0px 3px;vertical-align:bottom;text-align:center;">EN 410</td> <td data-sheets-value='{"1":2,"2":"EN ISO 140-3\t\t"}' style="overflow:hidden;padding:0px 3px 0px 3px;vertical-align:bottom;text-align:center;">EN ISO 140-3 </td> </tr> <tr style="height:20px;"> <td data-sheets-value='{"1":2,"2":"Material"}' style="border-bottom:1px solid #000000;overflow:hidden;padding:0px 3px 0px 3px;vertical-align:bottom;background-color:#000000;font-weight:bold;color:#ffffff;">Material</td> <td data-sheets-value='{"1":2,"2":"Walls"}' style="border-bottom:1px solid #000000;overflow:hidden;padding:0px 3px 0px 3px;vertical-align:bottom;background-color:#000000;font-weight:bold;color:#ffffff;">Walls</td> <td data-sheets-value='{"1":2,"2":"Shells"}' style="border-bottom:1px solid #000000;overflow:hidden;padding:0px 3px 0px 3px;vertical-align:bottom;background-color:#000000;font-weight:bold;color:#ffffff;">Shells</td> <td data-sheets-numberformat='{"1":2,"2":"0.00","3":1}' data-sheets-value='{"1":2,"2":"(W/m²K)\t"}' style="border-bottom:1px solid #000000;overflow:hidden;padding:0px 3px 0px 3px;vertical-align:bottom;background-color:#000000;font-weight:bold;color:#ffffff;text-align:center;">(W/m²K) </td> <td data-sheets-numberformat='{"1":2,"2":"0","3":1}' data-sheets-value='{"1":2,"2":"(%)"}' style="border-bottom:1px solid #000000;overflow:hidden;padding:0px 3px 0px 3px;vertical-align:bottom;background-color:#000000;font-weight:bold;color:#ffffff;text-align:center;">(%)</td> <td data-sheets-numberformat='{"1":2,"2":"0","3":1}' data-sheets-value='{"1":2,"2":"(%)"}' style="border-bottom:1px solid #000000;overflow:hidden;padding:0px 3px 0px 3px;vertical-align:bottom;background-color:#000000;font-weight:bold;color:#ffffff;text-align:center;">(%)</td> <td data-sheets-value='{"1":2,"2":"(dB)"}' style="border-bottom:1px solid #000000;overflow:hidden;padding:0px 3px 0px 3px;vertical-align:bottom;background-color:#000000;font-weight:bold;color:#ffffff;text-align:center;">(dB)</td> </tr> <tr style="height:20px;"> <td data-sheets-value='{"1":2,"2":"Acrylic"}' style="border-left:1px solid #000000;overflow:hidden;padding:0px 3px 0px 3px;vertical-align:bottom;font-weight:bold;">Acrylic</td> <td data-sheets-value='{"1":2,"2":"Single-walled"}' style="overflow:hidden;padding:0px 3px 0px 3px;vertical-align:bottom;font-weight:bold;">Single-walled</td> <td data-sheets-value='{"1":2,"2":"Clear (H)"}' style="border-right:1px solid #000000;overflow:hidden;padding:0px 3px 0px 3px;vertical-align:bottom;font-weight:bold;">Clear (H)</td> <td data-sheets-numberformat='{"1":2,"2":"0.00","3":1}' data-sheets-value='{"1":3,"3":5.17}' style="overflow:hidden;padding:0px 3px 0px 3px;vertical-align:bottom;text-align:center;">5.17</td> <td data-sheets-numberformat='{"1":2,"2":"0","3":1}' data-sheets-value='{"1":3,"3":90}' style="overflow:hidden;padding:0px 3px 0px 3px;vertical-align:bottom;text-align:center;">90</td> <td data-sheets-numberformat='{"1":2,"2":"0","3":1}' data-sheets-value='{"1":3,"3":87}' style="overflow:hidden;padding:0px 3px 0px 3px;vertical-align:bottom;text-align:center;">87</td> <td data-sheets-numberformat='{"1":2,"2":"0","3":1}' data-sheets-value='{"1":2,"2":"-"}' style="border-right:1px solid #000000;overflow:hidden;padding:0px 3px 0px 3px;vertical-align:bottom;text-align:center;">-</td> </tr> <tr style="height:20px;"> <td data-sheets-value='{"1":2,"2":"PMMA"}' style="border-left:1px solid #000000;overflow:hidden;padding:0px 3px 0px 3px;vertical-align:bottom;font-weight:bold;">PMMA</td> <td data-sheets-value='{"1":2,"2":"Single-walled"}' style="overflow:hidden;padding:0px 3px 0px 3px;vertical-align:bottom;font-weight:bold;">Single-walled</td> <td data-sheets-value='{"1":2,"2":"Opal (O)"}' style="border-right:1px solid #000000;overflow:hidden;padding:0px 3px 0px 3px;vertical-align:bottom;font-weight:bold;">Opal (O)</td> <td data-sheets-numberformat='{"1":2,"2":"0.00","3":1}' data-sheets-value='{"1":3,"3":5.17}' style="overflow:hidden;padding:0px 3px 0px 3px;vertical-align:bottom;text-align:center;">5.17</td> <td data-sheets-numberformat='{"1":2,"2":"0","3":1}' data-sheets-value='{"1":3,"3":83}' style="overflow:hidden;padding:0px 3px 0px 3px;vertical-align:bottom;text-align:center;">83</td> <td data-sheets-numberformat='{"1":2,"2":"0","3":1}' data-sheets-value='{"1":3,"3":76}' style="overflow:hidden;padding:0px 3px 0px 3px;vertical-align:bottom;text-align:center;">76</td> <td data-sheets-numberformat='{"1":2,"2":"0","3":1}' data-sheets-value='{"1":2,"2":"-"}' style="border-right:1px solid #000000;overflow:hidden;padding:0px 3px 0px 3px;vertical-align:bottom;text-align:center;">-</td> </tr> <tr style="height:20px;"> <td style="border-left:1px solid #000000;overflow:hidden;padding:0px 3px 0px 3px;vertical-align:bottom;font-weight:bold;"></td> <td data-sheets-value='{"1":2,"2":"Double-walled"}' style="overflow:hidden;padding:0px 3px 0px 3px;vertical-align:bottom;font-weight:bold;">Double-walled</td> <td data-sheets-value='{"1":2,"2":"Clear (H/H)"}' style="border-right:1px solid #000000;overflow:hidden;padding:0px 3px 0px 3px;vertical-align:bottom;font-weight:bold;">Clear (H/H)</td> <td data-sheets-numberformat='{"1":2,"2":"0.00","3":1}' data-sheets-value='{"1":3,"3":2.9}' style="overflow:hidden;padding:0px 3px 0px 3px;vertical-align:bottom;text-align:center;">2.90</td> <td data-sheets-numberformat='{"1":2,"2":"0","3":1}' data-sheets-value='{"1":3,"3":81}' style="overflow:hidden;padding:0px 3px 0px 3px;vertical-align:bottom;text-align:center;">81</td> <td data-sheets-numberformat='{"1":2,"2":"0","3":1}' data-sheets-value='{"1":3,"3":75}' style="overflow:hidden;padding:0px 3px 0px 3px;vertical-align:bottom;text-align:center;">75</td> <td data-sheets-numberformat='{"1":2,"2":"0","3":1}' data-sheets-value='{"1":3,"3":20}' style="border-right:1px solid #000000;overflow:hidden;padding:0px 3px 0px 3px;vertical-align:bottom;text-align:center;">20</td> </tr> <tr style="height:20px;"> <td style="border-left:1px solid #000000;overflow:hidden;padding:0px 3px 0px 3px;vertical-align:bottom;font-weight:bold;"></td> <td data-sheets-value='{"1":2,"2":"Double-walled"}' style="overflow:hidden;padding:0px 3px 0px 3px;vertical-align:bottom;font-weight:bold;">Double-walled</td> <td data-sheets-value='{"1":2,"2":"Opal (O/O)"}' style="border-right:1px solid #000000;overflow:hidden;padding:0px 3px 0px 3px;vertical-align:bottom;font-weight:bold;">Opal (O/O)</td> <td data-sheets-numberformat='{"1":2,"2":"0.00","3":1}' data-sheets-value='{"1":3,"3":2.9}' style="overflow:hidden;padding:0px 3px 0px 3px;vertical-align:bottom;text-align:center;">2.90</td> <td data-sheets-numberformat='{"1":2,"2":"0","3":1}' data-sheets-value='{"1":3,"3":69}' style="overflow:hidden;padding:0px 3px 0px 3px;vertical-align:bottom;text-align:center;">69</td> <td data-sheets-numberformat='{"1":2,"2":"0","3":1}' data-sheets-value='{"1":3,"3":58}' style="overflow:hidden;padding:0px 3px 0px 3px;vertical-align:bottom;text-align:center;">58</td> <td data-sheets-numberformat='{"1":2,"2":"0","3":1}' data-sheets-value='{"1":3,"3":20}' style="border-right:1px solid #000000;overflow:hidden;padding:0px 3px 0px 3px;vertical-align:bottom;text-align:center;">20</td> </tr> <tr style="height:20px;"> <td style="border-left:1px solid #000000;overflow:hidden;padding:0px 3px 0px 3px;vertical-align:bottom;font-weight:bold;"></td> <td data-sheets-value='{"1":2,"2":"Triple-walled"}' style="overflow:hidden;padding:0px 3px 0px 3px;vertical-align:bottom;font-weight:bold;">Triple-walled</td> <td data-sheets-value='{"1":2,"2":"Clear (H/H/H)"}' style="border-right:1px solid #000000;overflow:hidden;padding:0px 3px 0px 3px;vertical-align:bottom;font-weight:bold;">Clear (H/H/H)</td> <td data-sheets-numberformat='{"1":2,"2":"0.00","3":1}' data-sheets-value='{"1":3,"3":1.7}' style="overflow:hidden;padding:0px 3px 0px 3px;vertical-align:bottom;text-align:center;">1.70</td> <td data-sheets-numberformat='{"1":2,"2":"0","3":1}' data-sheets-value='{"1":3,"3":73}' style="overflow:hidden;padding:0px 3px 0px 3px;vertical-align:bottom;text-align:center;">73</td> <td data-sheets-numberformat='{"1":2,"2":"0","3":1}' data-sheets-value='{"1":3,"3":65}' style="overflow:hidden;padding:0px 3px 0px 3px;vertical-align:bottom;text-align:center;">65</td> <td data-sheets-numberformat='{"1":2,"2":"0","3":1}' data-sheets-value='{"1":3,"3":22}' style="border-right:1px solid #000000;overflow:hidden;padding:0px 3px 0px 3px;vertical-align:bottom;text-align:center;">22</td> </tr> <tr style="height:20px;"> <td style="border-left:1px solid #000000;overflow:hidden;padding:0px 3px 0px 3px;vertical-align:bottom;font-weight:bold;"></td> <td data-sheets-value='{"1":2,"2":"Triple-walled"}' style="overflow:hidden;padding:0px 3px 0px 3px;vertical-align:bottom;font-weight:bold;">Triple-walled</td> <td data-sheets-value='{"1":2,"2":"Opal (O/H/O)"}' style="border-right:1px solid #000000;overflow:hidden;padding:0px 3px 0px 3px;vertical-align:bottom;font-weight:bold;">Opal (O/H/O)</td> <td data-sheets-numberformat='{"1":2,"2":"0.00","3":1}' data-sheets-value='{"1":3,"3":1.7}' style="overflow:hidden;padding:0px 3px 0px 3px;vertical-align:bottom;text-align:center;">1.70</td> <td data-sheets-numberformat='{"1":2,"2":"0","3":1}' data-sheets-value='{"1":3,"3":62}' style="overflow:hidden;padding:0px 3px 0px 3px;vertical-align:bottom;text-align:center;">62</td> <td data-sheets-numberformat='{"1":2,"2":"0","3":1}' data-sheets-value='{"1":3,"3":51}' style="overflow:hidden;padding:0px 3px 0px 3px;vertical-align:bottom;text-align:center;">51</td> <td data-sheets-numberformat='{"1":2,"2":"0","3":1}' data-sheets-value='{"1":3,"3":22}' style="border-right:1px solid #000000;overflow:hidden;padding:0px 3px 0px 3px;vertical-align:bottom;text-align:center;">22</td> </tr> <tr style="height:20px;"> <td style="border-left:1px solid #000000;overflow:hidden;padding:0px 3px 0px 3px;vertical-align:bottom;font-weight:bold;"></td> <td data-sheets-value='{"1":2,"2":"Four-walled"}' style="overflow:hidden;padding:0px 3px 0px 3px;vertical-align:bottom;font-weight:bold;">Four-walled</td> <td data-sheets-value='{"1":2,"2":"Clear (H/H/H/H)"}' style="border-right:1px solid #000000;overflow:hidden;padding:0px 3px 0px 3px;vertical-align:bottom;font-weight:bold;">Clear (H/H/H/H)</td> <td data-sheets-numberformat='{"1":2,"2":"0.00","3":1}' data-sheets-value='{"1":3,"3":1.28}' style="overflow:hidden;padding:0px 3px 0px 3px;vertical-align:bottom;text-align:center;">1.28</td> <td data-sheets-numberformat='{"1":2,"2":"0","3":1}' data-sheets-value='{"1":3,"3":64}' style="overflow:hidden;padding:0px 3px 0px 3px;vertical-align:bottom;text-align:center;">64</td> <td data-sheets-numberformat='{"1":2,"2":"0","3":1}' data-sheets-value='{"1":3,"3":54}' style="overflow:hidden;padding:0px 3px 0px 3px;vertical-align:bottom;text-align:center;">54</td> <td data-sheets-numberformat='{"1":2,"2":"0","3":1}' data-sheets-value='{"1":3,"3":23}' style="border-right:1px solid #000000;overflow:hidden;padding:0px 3px 0px 3px;vertical-align:bottom;text-align:center;">23</td> </tr> <tr style="height:20px;"> <td style="border-bottom:1px solid #000000;border-left:1px solid #000000;overflow:hidden;padding:0px 3px 0px 3px;vertical-align:bottom;"></td> <td data-sheets-value='{"1":2,"2":"Four-walled"}' style="border-bottom:1px solid #000000;overflow:hidden;padding:0px 3px 0px 3px;vertical-align:bottom;font-weight:bold;">Four-walled</td> <td data-sheets-value='{"1":2,"2":"Opal (H/H/O/H)"}' style="border-right:1px solid #000000;border-bottom:1px solid #000000;overflow:hidden;padding:0px 3px 0px 3px;vertical-align:bottom;font-weight:bold;">Opal (H/H/O/H)</td> <td data-sheets-numberformat='{"1":2,"2":"0.00","3":1}' data-sheets-value='{"1":3,"3":1.28}' style="border-bottom:1px solid #000000;overflow:hidden;padding:0px 3px 0px 3px;vertical-align:bottom;text-align:center;">1.28</td> <td data-sheets-numberformat='{"1":2,"2":"0","3":1}' data-sheets-value='{"1":3,"3":59}' style="border-bottom:1px solid #000000;overflow:hidden;padding:0px 3px 0px 3px;vertical-align:bottom;text-align:center;">59</td> <td data-sheets-numberformat='{"1":2,"2":"0","3":1}' data-sheets-value='{"1":3,"3":48}' style="border-bottom:1px solid #000000;overflow:hidden;padding:0px 3px 0px 3px;vertical-align:bottom;text-align:center;">48</td> <td data-sheets-numberformat='{"1":2,"2":"0","3":1}' data-sheets-value='{"1":3,"3":23}' style="border-right:1px solid #000000;border-bottom:1px solid #000000;overflow:hidden;padding:0px 3px 0px 3px;vertical-align:bottom;text-align:center;">23</td> </tr> <tr style="height:20px;"> <td data-sheets-value='{"1":2,"2":"Polycarbonate "}' style="border-left:1px solid #000000;overflow:hidden;padding:0px 3px 0px 3px;vertical-align:bottom;font-weight:bold;">Polycarbonate </td> <td data-sheets-value='{"1":2,"2":"Single-walled"}' style="overflow:hidden;padding:0px 3px 0px 3px;vertical-align:bottom;font-weight:bold;">Single-walled</td> <td data-sheets-value='{"1":2,"2":"Clear (A)"}' style="border-right:1px solid #000000;overflow:hidden;padding:0px 3px 0px 3px;vertical-align:bottom;font-weight:bold;">Clear (A)</td> <td data-sheets-numberformat='{"1":2,"2":"0.00","3":1}' data-sheets-value='{"1":3,"3":5.17}' style="overflow:hidden;padding:0px 3px 0px 3px;vertical-align:bottom;text-align:center;">5.17</td> <td data-sheets-numberformat='{"1":2,"2":"0","3":1}' data-sheets-value='{"1":3,"3":88}' style="overflow:hidden;padding:0px 3px 0px 3px;vertical-align:bottom;text-align:center;">88</td> <td data-sheets-numberformat='{"1":2,"2":"0","3":1}' data-sheets-value='{"1":3,"3":83}' style="overflow:hidden;padding:0px 3px 0px 3px;vertical-align:bottom;text-align:center;">83</td> <td data-sheets-numberformat='{"1":2,"2":"0","3":1}' data-sheets-value='{"1":2,"2":"-"}' style="border-right:1px solid #000000;overflow:hidden;padding:0px 3px 0px 3px;vertical-align:bottom;text-align:center;">-</td> </tr> <tr style="height:20px;"> <td data-sheets-value='{"1":2,"2":"PC"}' style="border-left:1px solid #000000;overflow:hidden;padding:0px 3px 0px 3px;vertical-align:bottom;font-weight:bold;">PC</td> <td data-sheets-value='{"1":2,"2":"Single-walled"}' style="overflow:hidden;padding:0px 3px 0px 3px;vertical-align:bottom;font-weight:bold;">Single-walled</td> <td data-sheets-value='{"1":2,"2":"Opal (D)"}' style="border-right:1px solid #000000;overflow:hidden;padding:0px 3px 0px 3px;vertical-align:bottom;font-weight:bold;">Opal (D)</td> <td data-sheets-numberformat='{"1":2,"2":"0.00","3":1}' data-sheets-value='{"1":3,"3":5.17}' style="overflow:hidden;padding:0px 3px 0px 3px;vertical-align:bottom;text-align:center;">5.17</td> <td data-sheets-numberformat='{"1":2,"2":"0","3":1}' data-sheets-value='{"1":3,"3":58}' style="overflow:hidden;padding:0px 3px 0px 3px;vertical-align:bottom;text-align:center;">58</td> <td data-sheets-numberformat='{"1":2,"2":"0","3":1}' data-sheets-value='{"1":3,"3":60}' style="overflow:hidden;padding:0px 3px 0px 3px;vertical-align:bottom;text-align:center;">60</td> <td data-sheets-numberformat='{"1":2,"2":"0","3":1}' data-sheets-value='{"1":2,"2":"-"}' style="border-right:1px solid #000000;overflow:hidden;padding:0px 3px 0px 3px;vertical-align:bottom;text-align:center;">-</td> </tr> <tr style="height:20px;"> <td style="border-left:1px solid #000000;overflow:hidden;padding:0px 3px 0px 3px;vertical-align:bottom;font-weight:bold;"></td> <td data-sheets-value='{"1":2,"2":"Double-walled"}' style="overflow:hidden;padding:0px 3px 0px 3px;vertical-align:bottom;font-weight:bold;">Double-walled</td> <td data-sheets-value='{"1":2,"2":"Clear (A/H)"}' style="border-right:1px solid #000000;overflow:hidden;padding:0px 3px 0px 3px;vertical-align:bottom;font-weight:bold;">Clear (A/H)</td> <td data-sheets-numberformat='{"1":2,"2":"0.00","3":1}' data-sheets-value='{"1":3,"3":2.9}' style="overflow:hidden;padding:0px 3px 0px 3px;vertical-align:bottom;text-align:center;">2.90</td> <td data-sheets-numberformat='{"1":2,"2":"0","3":1}' data-sheets-value='{"1":3,"3":79}' style="overflow:hidden;padding:0px 3px 0px 3px;vertical-align:bottom;text-align:center;">79</td> <td data-sheets-numberformat='{"1":2,"2":"0","3":1}' data-sheets-value='{"1":3,"3":72}' style="overflow:hidden;padding:0px 3px 0px 3px;vertical-align:bottom;text-align:center;">72</td> <td data-sheets-numberformat='{"1":2,"2":"0","3":1}' data-sheets-value='{"1":3,"3":20}' style="border-right:1px solid #000000;overflow:hidden;padding:0px 3px 0px 3px;vertical-align:bottom;text-align:center;">20</td> </tr> <tr style="height:20px;"> <td style="border-left:1px solid #000000;overflow:hidden;padding:0px 3px 0px 3px;vertical-align:bottom;font-weight:bold;"></td> <td data-sheets-value='{"1":2,"2":"Double-walled"}' style="overflow:hidden;padding:0px 3px 0px 3px;vertical-align:bottom;font-weight:bold;">Double-walled</td> <td data-sheets-value='{"1":2,"2":"Clear (A/A)"}' style="border-right:1px solid #000000;overflow:hidden;padding:0px 3px 0px 3px;vertical-align:bottom;font-weight:bold;">Clear (A/A)</td> <td data-sheets-numberformat='{"1":2,"2":"0.00","3":1}' data-sheets-value='{"1":3,"3":2.9}' style="overflow:hidden;padding:0px 3px 0px 3px;vertical-align:bottom;text-align:center;">2.90</td> <td data-sheets-numberformat='{"1":2,"2":"0","3":1}' data-sheets-value='{"1":3,"3":77}' style="overflow:hidden;padding:0px 3px 0px 3px;vertical-align:bottom;text-align:center;">77</td> <td data-sheets-numberformat='{"1":2,"2":"0","3":1}' data-sheets-value='{"1":3,"3":69}' style="overflow:hidden;padding:0px 3px 0px 3px;vertical-align:bottom;text-align:center;">69</td> <td data-sheets-numberformat='{"1":2,"2":"0","3":1}' data-sheets-value='{"1":3,"3":20}' style="border-right:1px solid #000000;overflow:hidden;padding:0px 3px 0px 3px;vertical-align:bottom;text-align:center;">20</td> </tr> <tr style="height:20px;"> <td style="border-left:1px solid #000000;overflow:hidden;padding:0px 3px 0px 3px;vertical-align:bottom;font-weight:bold;"></td> <td data-sheets-value='{"1":2,"2":"Double-walled"}' style="overflow:hidden;padding:0px 3px 0px 3px;vertical-align:bottom;font-weight:bold;">Double-walled</td> <td data-sheets-value='{"1":2,"2":"Opal (A/O)"}' style="border-right:1px solid #000000;overflow:hidden;padding:0px 3px 0px 3px;vertical-align:bottom;font-weight:bold;">Opal (A/O)</td> <td data-sheets-numberformat='{"1":2,"2":"0.00","3":1}' data-sheets-value='{"1":3,"3":2.9}' style="overflow:hidden;padding:0px 3px 0px 3px;vertical-align:bottom;text-align:center;">2.90</td> <td data-sheets-numberformat='{"1":2,"2":"0","3":1}' data-sheets-value='{"1":3,"3":73}' style="overflow:hidden;padding:0px 3px 0px 3px;vertical-align:bottom;text-align:center;">73</td> <td data-sheets-numberformat='{"1":2,"2":"0","3":1}' data-sheets-value='{"1":3,"3":63}' style="overflow:hidden;padding:0px 3px 0px 3px;vertical-align:bottom;text-align:center;">63</td> <td data-sheets-numberformat='{"1":2,"2":"0","3":1}' data-sheets-value='{"1":3,"3":20}' style="border-right:1px solid #000000;overflow:hidden;padding:0px 3px 0px 3px;vertical-align:bottom;text-align:center;">20</td> </tr> <tr style="height:20px;"> <td style="border-left:1px solid #000000;overflow:hidden;padding:0px 3px 0px 3px;vertical-align:bottom;font-weight:bold;"></td> <td data-sheets-value='{"1":2,"2":"Double-walled"}' style="overflow:hidden;padding:0px 3px 0px 3px;vertical-align:bottom;font-weight:bold;">Double-walled</td> <td data-sheets-value='{"1":2,"2":"Opal (A/D)"}' style="border-right:1px solid #000000;overflow:hidden;padding:0px 3px 0px 3px;vertical-align:bottom;font-weight:bold;">Opal (A/D)</td> <td data-sheets-numberformat='{"1":2,"2":"0.00","3":1}' data-sheets-value='{"1":3,"3":2.9}' style="overflow:hidden;padding:0px 3px 0px 3px;vertical-align:bottom;text-align:center;">2.90</td> <td data-sheets-numberformat='{"1":2,"2":"0","3":1}' data-sheets-value='{"1":3,"3":51}' style="overflow:hidden;padding:0px 3px 0px 3px;vertical-align:bottom;text-align:center;">51</td> <td data-sheets-numberformat='{"1":2,"2":"0","3":1}' data-sheets-value='{"1":3,"3":50}' style="overflow:hidden;padding:0px 3px 0px 3px;vertical-align:bottom;text-align:center;">50</td> <td data-sheets-numberformat='{"1":2,"2":"0","3":1}' data-sheets-value='{"1":3,"3":20}' style="border-right:1px solid #000000;overflow:hidden;padding:0px 3px 0px 3px;vertical-align:bottom;text-align:center;">20</td> </tr> <tr style="height:20px;"> <td style="border-left:1px solid #000000;overflow:hidden;padding:0px 3px 0px 3px;vertical-align:bottom;font-weight:bold;"></td> <td data-sheets-value='{"1":2,"2":"Triple-walled"}' style="overflow:hidden;padding:0px 3px 0px 3px;vertical-align:bottom;font-weight:bold;">Triple-walled</td> <td data-sheets-value='{"1":2,"2":"Clear (A/H/H)"}' style="border-right:1px solid #000000;overflow:hidden;padding:0px 3px 0px 3px;vertical-align:bottom;font-weight:bold;">Clear (A/H/H)</td> <td data-sheets-numberformat='{"1":2,"2":"0.00","3":1}' data-sheets-value='{"1":3,"3":1.7}' style="overflow:hidden;padding:0px 3px 0px 3px;vertical-align:bottom;text-align:center;">1.70</td> <td data-sheets-numberformat='{"1":2,"2":"0","3":1}' data-sheets-value='{"1":3,"3":71}' style="overflow:hidden;padding:0px 3px 0px 3px;vertical-align:bottom;text-align:center;">71</td> <td data-sheets-numberformat='{"1":2,"2":"0","3":1}' data-sheets-value='{"1":3,"3":63}' style="overflow:hidden;padding:0px 3px 0px 3px;vertical-align:bottom;text-align:center;">63</td> <td data-sheets-numberformat='{"1":2,"2":"0","3":1}' data-sheets-value='{"1":3,"3":22}' style="border-right:1px solid #000000;overflow:hidden;padding:0px 3px 0px 3px;vertical-align:bottom;text-align:center;">22</td> </tr> <tr style="height:20px;"> <td style="border-left:1px solid #000000;overflow:hidden;padding:0px 3px 0px 3px;vertical-align:bottom;font-weight:bold;"></td> <td data-sheets-value='{"1":2,"2":"Triple-walled"}' style="overflow:hidden;padding:0px 3px 0px 3px;vertical-align:bottom;font-weight:bold;">Triple-walled</td> <td data-sheets-value='{"1":2,"2":"Opal (A/O/O)"}' style="border-right:1px solid #000000;overflow:hidden;padding:0px 3px 0px 3px;vertical-align:bottom;font-weight:bold;">Opal (A/O/O)</td> <td data-sheets-numberformat='{"1":2,"2":"0.00","3":1}' data-sheets-value='{"1":3,"3":1.7}' style="overflow:hidden;padding:0px 3px 0px 3px;vertical-align:bottom;text-align:center;">1.70</td> <td data-sheets-numberformat='{"1":2,"2":"0","3":1}' data-sheets-value='{"1":3,"3":61}' style="overflow:hidden;padding:0px 3px 0px 3px;vertical-align:bottom;text-align:center;">61</td> <td data-sheets-numberformat='{"1":2,"2":"0","3":1}' data-sheets-value='{"1":3,"3":48}' style="overflow:hidden;padding:0px 3px 0px 3px;vertical-align:bottom;text-align:center;">48</td> <td data-sheets-numberformat='{"1":2,"2":"0","3":1}' data-sheets-value='{"1":3,"3":22}' style="border-right:1px solid #000000;overflow:hidden;padding:0px 3px 0px 3px;vertical-align:bottom;text-align:center;">22</td> </tr> <tr style="height:20px;"> <td style="border-left:1px solid #000000;overflow:hidden;padding:0px 3px 0px 3px;vertical-align:bottom;font-weight:bold;"></td> <td data-sheets-value='{"1":2,"2":"Four-walled"}' style="overflow:hidden;padding:0px 3px 0px 3px;vertical-align:bottom;font-weight:bold;">Four-walled</td> <td data-sheets-value='{"1":2,"2":"Clear (A/H/H/H)"}' style="border-right:1px solid #000000;overflow:hidden;padding:0px 3px 0px 3px;vertical-align:bottom;font-weight:bold;">Clear (A/H/H/H)</td> <td data-sheets-numberformat='{"1":2,"2":"0.00","3":1}' data-sheets-value='{"1":3,"3":1.28}' style="overflow:hidden;padding:0px 3px 0px 3px;vertical-align:bottom;text-align:center;">1.28</td> <td data-sheets-numberformat='{"1":2,"2":"0","3":1}' data-sheets-value='{"1":3,"3":64}' style="overflow:hidden;padding:0px 3px 0px 3px;vertical-align:bottom;text-align:center;">64</td> <td data-sheets-numberformat='{"1":2,"2":"0","3":1}' data-sheets-value='{"1":3,"3":52}' style="overflow:hidden;padding:0px 3px 0px 3px;vertical-align:bottom;text-align:center;">52</td> <td data-sheets-numberformat='{"1":2,"2":"0","3":1}' data-sheets-value='{"1":3,"3":23}' style="border-right:1px solid #000000;overflow:hidden;padding:0px 3px 0px 3px;vertical-align:bottom;text-align:center;">23</td> </tr> <tr style="height:20px;"> <td style="border-bottom:1px solid #000000;border-left:1px solid #000000;overflow:hidden;padding:0px 3px 0px 3px;vertical-align:bottom;"></td> <td data-sheets-value='{"1":2,"2":"Four-walled"}' style="border-bottom:1px solid #000000;overflow:hidden;padding:0px 3px 0px 3px;vertical-align:bottom;font-weight:bold;">Four-walled</td> <td data-sheets-value='{"1":2,"2":"Opal (A/H/O/H)"}' style="border-right:1px solid #000000;border-bottom:1px solid #000000;overflow:hidden;padding:0px 3px 0px 3px;vertical-align:bottom;font-weight:bold;">Opal (A/H/O/H)</td> <td data-sheets-numberformat='{"1":2,"2":"0.00","3":1}' data-sheets-value='{"1":3,"3":1.28}' style="border-bottom:1px solid #000000;overflow:hidden;padding:0px 3px 0px 3px;vertical-align:bottom;text-align:center;">1.28</td> <td data-sheets-numberformat='{"1":2,"2":"0","3":1}' data-sheets-value='{"1":3,"3":59}' style="border-bottom:1px solid #000000;overflow:hidden;padding:0px 3px 0px 3px;vertical-align:bottom;text-align:center;">59</td> <td data-sheets-numberformat='{"1":2,"2":"0","3":1}' data-sheets-value='{"1":3,"3":46}' style="border-bottom:1px solid #000000;overflow:hidden;padding:0px 3px 0px 3px;vertical-align:bottom;text-align:center;">46</td> <td data-sheets-numberformat='{"1":2,"2":"0","3":1}' data-sheets-value='{"1":3,"3":23}' style="border-right:1px solid #000000;border-bottom:1px solid #000000;overflow:hidden;padding:0px 3px 0px 3px;vertical-align:bottom;text-align:center;">23</td> </tr> <tr style="height:20px;"> <td data-sheets-value='{"1":2,"2":"Polycarbonate"}' style="border-left:1px solid #000000;overflow:hidden;padding:0px 3px 0px 3px;vertical-align:bottom;font-weight:bold;">Polycarbonate</td> <td data-sheets-value='{"1":2,"2":"Single-walled"}' style="overflow:hidden;padding:0px 3px 0px 3px;vertical-align:bottom;font-weight:bold;">Single-walled</td> <td data-sheets-value='{"1":2,"2":"Heatstop Opal (T)"}' style="border-right:1px solid #000000;overflow:hidden;padding:0px 3px 0px 3px;vertical-align:bottom;font-weight:bold;">Heatstop Opal (T)</td> <td data-sheets-numberformat='{"1":2,"2":"0.00","3":1}' data-sheets-value='{"1":3,"3":5.17}' style="overflow:hidden;padding:0px 3px 0px 3px;vertical-align:bottom;text-align:center;">5.17</td> <td data-sheets-numberformat='{"1":2,"2":"0","3":1}' data-sheets-value='{"1":3,"3":49}' style="overflow:hidden;padding:0px 3px 0px 3px;vertical-align:bottom;text-align:center;">49</td> <td data-sheets-numberformat='{"1":2,"2":"0","3":1}' data-sheets-value='{"1":3,"3":59}' style="overflow:hidden;padding:0px 3px 0px 3px;vertical-align:bottom;text-align:center;">59</td> <td data-sheets-numberformat='{"1":2,"2":"0","3":1}' data-sheets-value='{"1":2,"2":"-"}' style="border-right:1px solid #000000;overflow:hidden;padding:0px 3px 0px 3px;vertical-align:bottom;text-align:center;">-</td> </tr> <tr style="height:20px;"> <td data-sheets-value='{"1":2,"2":"Heatstop PC"}' style="border-left:1px solid #000000;overflow:hidden;padding:0px 3px 0px 3px;vertical-align:bottom;font-weight:bold;">Heatstop PC</td> <td data-sheets-value='{"1":2,"2":"Double-walled"}' style="overflow:hidden;padding:0px 3px 0px 3px;vertical-align:bottom;font-weight:bold;">Double-walled</td> <td data-sheets-value='{"1":2,"2":"Clear (T/H)"}' style="border-right:1px solid #000000;overflow:hidden;padding:0px 3px 0px 3px;vertical-align:bottom;font-weight:bold;">Clear (T/H)</td> <td data-sheets-numberformat='{"1":2,"2":"0.00","3":1}' data-sheets-value='{"1":3,"3":2.9}' style="overflow:hidden;padding:0px 3px 0px 3px;vertical-align:bottom;text-align:center;">2.90</td> <td data-sheets-numberformat='{"1":2,"2":"0","3":1}' data-sheets-value='{"1":3,"3":44}' style="overflow:hidden;padding:0px 3px 0px 3px;vertical-align:bottom;text-align:center;">44</td> <td data-sheets-numberformat='{"1":2,"2":"0","3":1}' data-sheets-value='{"1":3,"3":51}' style="overflow:hidden;padding:0px 3px 0px 3px;vertical-align:bottom;text-align:center;">51</td> <td data-sheets-numberformat='{"1":2,"2":"0","3":1}' data-sheets-value='{"1":3,"3":20}' style="border-right:1px solid #000000;overflow:hidden;padding:0px 3px 0px 3px;vertical-align:bottom;text-align:center;">20</td> </tr> <tr style="height:20px;"> <td style="border-left:1px solid #000000;overflow:hidden;padding:0px 3px 0px 3px;vertical-align:bottom;font-weight:bold;"></td> <td data-sheets-value='{"1":2,"2":"Double-walled"}' style="overflow:hidden;padding:0px 3px 0px 3px;vertical-align:bottom;font-weight:bold;">Double-walled</td> <td data-sheets-value='{"1":2,"2":"Opal (T/O)"}' style="border-right:1px solid #000000;overflow:hidden;padding:0px 3px 0px 3px;vertical-align:bottom;font-weight:bold;">Opal (T/O)</td> <td data-sheets-numberformat='{"1":2,"2":"0.00","3":1}' data-sheets-value='{"1":3,"3":2.9}' style="overflow:hidden;padding:0px 3px 0px 3px;vertical-align:bottom;text-align:center;">2.90</td> <td data-sheets-numberformat='{"1":2,"2":"0","3":1}' data-sheets-value='{"1":3,"3":41}' style="overflow:hidden;padding:0px 3px 0px 3px;vertical-align:bottom;text-align:center;">41</td> <td data-sheets-numberformat='{"1":2,"2":"0","3":1}' data-sheets-value='{"1":3,"3":45}' style="overflow:hidden;padding:0px 3px 0px 3px;vertical-align:bottom;text-align:center;">45</td> <td data-sheets-numberformat='{"1":2,"2":"0","3":1}' data-sheets-value='{"1":3,"3":20}' style="border-right:1px solid #000000;overflow:hidden;padding:0px 3px 0px 3px;vertical-align:bottom;text-align:center;">20</td> </tr> <tr style="height:20px;"> <td style="border-left:1px solid #000000;overflow:hidden;padding:0px 3px 0px 3px;vertical-align:bottom;font-weight:bold;"></td> <td data-sheets-value='{"1":2,"2":"Triple-walled"}' style="overflow:hidden; | skylux-160-ce-met-koepel-en-polyester-opstand-30-20-met-lm-motor-en-windvang-1000-x-1000-mm | 8586014556493 | 46872314413389
Smoke and heat exhaust (SHEV) | SHE system | Skylux | Skylux 160° CE with skylight and polyester curb 30/20 with LM-actuator and spoiler 1000 x 1300 mm |  | 50770 | 5412970507703 | 4283.4 | Yes | 30-45 | 59.86 | 1000 x 1300 mm | 1300 | 1000 |  | polyester 30/20 (30 cm high & roof opening = 20 cm larger than daylight size) | Rectangular | 5.17 W/m²K - 1.28 W/m²K | 87% - 32% | 90% - 32% | 20dB - 23dB | 160° CE (for industry) | skylight | with spoiler | E | Single actuator | Maximum four-walled skylight possible for this product | Ut-value LT-value g-value Rw-value EN 1873 : 2014 EN ISO 13468 EN 16153 EN 410 EN 410 EN ISO 140-3 Material Walls Shells (W/m²K) (%) (%) (dB) Acrylic Single-walled Clear (H) 5.17 90 87 - PMMA Single-walled Opal (O) 5.17 83 76 - Double-walled Clear (H/H) 2.90 81 75 20 Double-walled Opal (O/O) 2.90 69 58 20 Triple-walled Clear (H/H/H) 1.70 73 65 22 Triple-walled Opal (O/H/O) 1.70 62 51 22 Four-walled Clear (H/H/H/H) 1.28 64 54 23 Four-walled Opal (H/H/O/H) 1.28 59 48 23 Polycarbonate Single-walled Clear (A) 5.17 88 83 - PC Single-walled Opal (D) 5.17 58 60 - Double-walled Clear (A/H) 2.90 79 72 20 Double-walled Clear (A/A) 2.90 77 69 20 Double-walled Opal (A/O) 2.90 73 63 20 Double-walled Opal (A/D) 2.90 51 50 20 Triple-walled Clear (A/H/H) 1.70 71 63 22 Triple-walled Opal (A/O/O) 1.70 61 48 22 Four-walled Clear (A/H/H/H) 1.28 64 52 23 Four-walled Opal (A/H/O/H) 1.28 59 46 23 Polycarbonate Single-walled Heatstop Opal (T) 5.17 49 59 - Heatstop PC Double-walled Clear (T/H) 2.90 44 51 20 Double-walled Opal (T/O) 2.90 41 45 20 Triple-walled Clear (T/H/H) 1.70 40 <td data-sheets-numberformat='{"1":2,"2":"0","3":1}' data-sheets-value='{"1":3,"3":44}' style="overflow:hidden;paddin | https://skylux.eu/en/products/skylux-160-ce-met-koepel-en-polyester-opstand-30-20-met-lm-motor-en-windvang-1000-x-1300-mm | https://skylux.eu/cdn/shop/files/Skylux-160deg-CE-met-koepel-en-polyester-opstand-3020-met-LM-motor-en-windvang-1000-x-1300-mm-RWA-systeem.jpg?v=1702978413&width=1600 | https://skylux.eu/cdn/shop/files/e5a82811-1bb0-48e4-a776-cacb59c7c092_d8910f6a-2a5a-4a0a-80ac-d4672d219bb9.jpg?v=1688550638&width=1600 | //skylux.eu/cdn/shop/files/E_MH_Mounting_instructions_Skylux_160_CE_LM.pdf?v=12406716259046007223 | //skylux.eu/cdn/shop/files/E_TD_Technical_File_Skylux_Skylux_160_CE_Electric.pdf?v=3667116872303399239 | <style type="text/css" id="isPasted"> <!--td { border: 1px solid #cccccc; } br { mso-data-placement: same-cell; } --> </style> <table border="1" cellpadding="0" cellspacing="0" dir="ltr" style="table-layout:fixed;font-size:10pt;font-family:Arial;border-collapse:collapse;border:none;"><tbody> <tr style="height:20px;"> <td style="overflow:hidden;padding:0px 3px 0px 3px;vertical-align:bottom;"></td> <td style="overflow:hidden;padding:0px 3px 0px 3px;vertical-align:bottom;"></td> <td style="overflow:hidden;padding:0px 3px 0px 3px;vertical-align:bottom;"></td> <td data-sheets-value='{"1":2,"2":"Ut-value"}' style="overflow:hidden;padding:0px 3px 0px 3px;vertical-align:bottom;font-weight:bold;text-align:center;">Ut-value</td> <td data-sheets-value='{"1":2,"2":"LT-value"}' style="overflow:hidden;padding:0px 3px 0px 3px;vertical-align:bottom;font-weight:bold;text-align:center;">LT-value</td> <td data-sheets-value='{"1":2,"2":"g-value"}' style="overflow:hidden;padding:0px 3px 0px 3px;vertical-align:bottom;font-weight:bold;text-align:center;">g-value</td> <td data-sheets-value='{"1":2,"2":"Rw-value "}' style="overflow:hidden;padding:0px 3px 0px 3px;vertical-align:bottom;font-weight:bold;text-align:center;">Rw-value </td> </tr> <tr style="height:20px;"> <td style="overflow:hidden;padding:0px 3px 0px 3px;vertical-align:bottom;"></td> <td style="overflow:hidden;padding:0px 3px 0px 3px;vertical-align:bottom;"></td> <td style="overflow:hidden;padding:0px 3px 0px 3px;vertical-align:bottom;"></td> <td data-sheets-numberformat='{"1":2,"2":"0.00","3":1}' data-sheets-value='{"1":2,"2":"EN 1873 : 2014"}' style="overflow:hidden;padding:0px 3px 0px 3px;vertical-align:bottom;text-align:center;">EN 1873 : 2014</td> <td data-sheets-numberformat='{"1":2,"2":"0","3":1}' data-sheets-value='{"1":2,"2":"EN ISO 13468 EN 16153 EN 410"}' style="overflow:hidden;padding:0px 3px 0px 3px;vertical-align:bottom;text-align:center;">EN ISO 13468 EN 16153 EN 410</td> <td data-sheets-numberformat='{"1":2,"2":"0","3":1}' data-sheets-value='{"1":2,"2":"EN 410"}' style="overflow:hidden;padding:0px 3px 0px 3px;vertical-align:bottom;text-align:center;">EN 410</td> <td data-sheets-value='{"1":2,"2":"EN ISO 140-3\t\t"}' style="overflow:hidden;padding:0px 3px 0px 3px;vertical-align:bottom;text-align:center;">EN ISO 140-3 </td> </tr> <tr style="height:20px;"> <td data-sheets-value='{"1":2,"2":"Material"}' style="border-bottom:1px solid #000000;overflow:hidden;padding:0px 3px 0px 3px;vertical-align:bottom;background-color:#000000;font-weight:bold;color:#ffffff;">Material</td> <td data-sheets-value='{"1":2,"2":"Walls"}' style="border-bottom:1px solid #000000;overflow:hidden;padding:0px 3px 0px 3px;vertical-align:bottom;background-color:#000000;font-weight:bold;color:#ffffff;">Walls</td> <td data-sheets-value='{"1":2,"2":"Shells"}' style="border-bottom:1px solid #000000;overflow:hidden;padding:0px 3px 0px 3px;vertical-align:bottom;background-color:#000000;font-weight:bold;color:#ffffff;">Shells</td> <td data-sheets-numberformat='{"1":2,"2":"0.00","3":1}' data-sheets-value='{"1":2,"2":"(W/m²K)\t"}' style="border-bottom:1px solid #000000;overflow:hidden;padding:0px 3px 0px 3px;vertical-align:bottom;background-color:#000000;font-weight:bold;color:#ffffff;text-align:center;">(W/m²K) </td> <td data-sheets-numberformat='{"1":2,"2":"0","3":1}' data-sheets-value='{"1":2,"2":"(%)"}' style="border-bottom:1px solid #000000;overflow:hidden;padding:0px 3px 0px 3px;vertical-align:bottom;background-color:#000000;font-weight:bold;color:#ffffff;text-align:center;">(%)</td> <td data-sheets-numberformat='{"1":2,"2":"0","3":1}' data-sheets-value='{"1":2,"2":"(%)"}' style="border-bottom:1px solid #000000;overflow:hidden;padding:0px 3px 0px 3px;vertical-align:bottom;background-color:#000000;font-weight:bold;color:#ffffff;text-align:center;">(%)</td> <td data-sheets-value='{"1":2,"2":"(dB)"}' style="border-bottom:1px solid #000000;overflow:hidden;padding:0px 3px 0px 3px;vertical-align:bottom;background-color:#000000;font-weight:bold;color:#ffffff;text-align:center;">(dB)</td> </tr> <tr style="height:20px;"> <td data-sheets-value='{"1":2,"2":"Acrylic"}' style="border-left:1px solid #000000;overflow:hidden;padding:0px 3px 0px 3px;vertical-align:bottom;font-weight:bold;">Acrylic</td> <td data-sheets-value='{"1":2,"2":"Single-walled"}' style="overflow:hidden;padding:0px 3px 0px 3px;vertical-align:bottom;font-weight:bold;">Single-walled</td> <td data-sheets-value='{"1":2,"2":"Clear (H)"}' style="border-right:1px solid #000000;overflow:hidden;padding:0px 3px 0px 3px;vertical-align:bottom;font-weight:bold;">Clear (H)</td> <td data-sheets-numberformat='{"1":2,"2":"0.00","3":1}' data-sheets-value='{"1":3,"3":5.17}' style="overflow:hidden;padding:0px 3px 0px 3px;vertical-align:bottom;text-align:center;">5.17</td> <td data-sheets-numberformat='{"1":2,"2":"0","3":1}' data-sheets-value='{"1":3,"3":90}' style="overflow:hidden;padding:0px 3px 0px 3px;vertical-align:bottom;text-align:center;">90</td> <td data-sheets-numberformat='{"1":2,"2":"0","3":1}' data-sheets-value='{"1":3,"3":87}' style="overflow:hidden;padding:0px 3px 0px 3px;vertical-align:bottom;text-align:center;">87</td> <td data-sheets-numberformat='{"1":2,"2":"0","3":1}' data-sheets-value='{"1":2,"2":"-"}' style="border-right:1px solid #000000;overflow:hidden;padding:0px 3px 0px 3px;vertical-align:bottom;text-align:center;">-</td> </tr> <tr style="height:20px;"> <td data-sheets-value='{"1":2,"2":"PMMA"}' style="border-left:1px solid #000000;overflow:hidden;padding:0px 3px 0px 3px;vertical-align:bottom;font-weight:bold;">PMMA</td> <td data-sheets-value='{"1":2,"2":"Single-walled"}' style="overflow:hidden;padding:0px 3px 0px 3px;vertical-align:bottom;font-weight:bold;">Single-walled</td> <td data-sheets-value='{"1":2,"2":"Opal (O)"}' style="border-right:1px solid #000000;overflow:hidden;padding:0px 3px 0px 3px;vertical-align:bottom;font-weight:bold;">Opal (O)</td> <td data-sheets-numberformat='{"1":2,"2":"0.00","3":1}' data-sheets-value='{"1":3,"3":5.17}' style="overflow:hidden;padding:0px 3px 0px 3px;vertical-align:bottom;text-align:center;">5.17</td> <td data-sheets-numberformat='{"1":2,"2":"0","3":1}' data-sheets-value='{"1":3,"3":83}' style="overflow:hidden;padding:0px 3px 0px 3px;vertical-align:bottom;text-align:center;">83</td> <td data-sheets-numberformat='{"1":2,"2":"0","3":1}' data-sheets-value='{"1":3,"3":76}' style="overflow:hidden;padding:0px 3px 0px 3px;vertical-align:bottom;text-align:center;">76</td> <td data-sheets-numberformat='{"1":2,"2":"0","3":1}' data-sheets-value='{"1":2,"2":"-"}' style="border-right:1px solid #000000;overflow:hidden;padding:0px 3px 0px 3px;vertical-align:bottom;text-align:center;">-</td> </tr> <tr style="height:20px;"> <td style="border-left:1px solid #000000;overflow:hidden;padding:0px 3px 0px 3px;vertical-align:bottom;font-weight:bold;"></td> <td data-sheets-value='{"1":2,"2":"Double-walled"}' style="overflow:hidden;padding:0px 3px 0px 3px;vertical-align:bottom;font-weight:bold;">Double-walled</td> <td data-sheets-value='{"1":2,"2":"Clear (H/H)"}' style="border-right:1px solid #000000;overflow:hidden;padding:0px 3px 0px 3px;vertical-align:bottom;font-weight:bold;">Clear (H/H)</td> <td data-sheets-numberformat='{"1":2,"2":"0.00","3":1}' data-sheets-value='{"1":3,"3":2.9}' style="overflow:hidden;padding:0px 3px 0px 3px;vertical-align:bottom;text-align:center;">2.90</td> <td data-sheets-numberformat='{"1":2,"2":"0","3":1}' data-sheets-value='{"1":3,"3":81}' style="overflow:hidden;padding:0px 3px 0px 3px;vertical-align:bottom;text-align:center;">81</td> <td data-sheets-numberformat='{"1":2,"2":"0","3":1}' data-sheets-value='{"1":3,"3":75}' style="overflow:hidden;padding:0px 3px 0px 3px;vertical-align:bottom;text-align:center;">75</td> <td data-sheets-numberformat='{"1":2,"2":"0","3":1}' data-sheets-value='{"1":3,"3":20}' style="border-right:1px solid #000000;overflow:hidden;padding:0px 3px 0px 3px;vertical-align:bottom;text-align:center;">20</td> </tr> <tr style="height:20px;"> <td style="border-left:1px solid #000000;overflow:hidden;padding:0px 3px 0px 3px;vertical-align:bottom;font-weight:bold;"></td> <td data-sheets-value='{"1":2,"2":"Double-walled"}' style="overflow:hidden;padding:0px 3px 0px 3px;vertical-align:bottom;font-weight:bold;">Double-walled</td> <td data-sheets-value='{"1":2,"2":"Opal (O/O)"}' style="border-right:1px solid #000000;overflow:hidden;padding:0px 3px 0px 3px;vertical-align:bottom;font-weight:bold;">Opal (O/O)</td> <td data-sheets-numberformat='{"1":2,"2":"0.00","3":1}' data-sheets-value='{"1":3,"3":2.9}' style="overflow:hidden;padding:0px 3px 0px 3px;vertical-align:bottom;text-align:center;">2.90</td> <td data-sheets-numberformat='{"1":2,"2":"0","3":1}' data-sheets-value='{"1":3,"3":69}' style="overflow:hidden;padding:0px 3px 0px 3px;vertical-align:bottom;text-align:center;">69</td> <td data-sheets-numberformat='{"1":2,"2":"0","3":1}' data-sheets-value='{"1":3,"3":58}' style="overflow:hidden;padding:0px 3px 0px 3px;vertical-align:bottom;text-align:center;">58</td> <td data-sheets-numberformat='{"1":2,"2":"0","3":1}' data-sheets-value='{"1":3,"3":20}' style="border-right:1px solid #000000;overflow:hidden;padding:0px 3px 0px 3px;vertical-align:bottom;text-align:center;">20</td> </tr> <tr style="height:20px;"> <td style="border-left:1px solid #000000;overflow:hidden;padding:0px 3px 0px 3px;vertical-align:bottom;font-weight:bold;"></td> <td data-sheets-value='{"1":2,"2":"Triple-walled"}' style="overflow:hidden;padding:0px 3px 0px 3px;vertical-align:bottom;font-weight:bold;">Triple-walled</td> <td data-sheets-value='{"1":2,"2":"Clear (H/H/H)"}' style="border-right:1px solid #000000;overflow:hidden;padding:0px 3px 0px 3px;vertical-align:bottom;font-weight:bold;">Clear (H/H/H)</td> <td data-sheets-numberformat='{"1":2,"2":"0.00","3":1}' data-sheets-value='{"1":3,"3":1.7}' style="overflow:hidden;padding:0px 3px 0px 3px;vertical-align:bottom;text-align:center;">1.70</td> <td data-sheets-numberformat='{"1":2,"2":"0","3":1}' data-sheets-value='{"1":3,"3":73}' style="overflow:hidden;padding:0px 3px 0px 3px;vertical-align:bottom;text-align:center;">73</td> <td data-sheets-numberformat='{"1":2,"2":"0","3":1}' data-sheets-value='{"1":3,"3":65}' style="overflow:hidden;padding:0px 3px 0px 3px;vertical-align:bottom;text-align:center;">65</td> <td data-sheets-numberformat='{"1":2,"2":"0","3":1}' data-sheets-value='{"1":3,"3":22}' style="border-right:1px solid #000000;overflow:hidden;padding:0px 3px 0px 3px;vertical-align:bottom;text-align:center;">22</td> </tr> <tr style="height:20px;"> <td style="border-left:1px solid #000000;overflow:hidden;padding:0px 3px 0px 3px;vertical-align:bottom;font-weight:bold;"></td> <td data-sheets-value='{"1":2,"2":"Triple-walled"}' style="overflow:hidden;padding:0px 3px 0px 3px;vertical-align:bottom;font-weight:bold;">Triple-walled</td> <td data-sheets-value='{"1":2,"2":"Opal (O/H/O)"}' style="border-right:1px solid #000000;overflow:hidden;padding:0px 3px 0px 3px;vertical-align:bottom;font-weight:bold;">Opal (O/H/O)</td> <td data-sheets-numberformat='{"1":2,"2":"0.00","3":1}' data-sheets-value='{"1":3,"3":1.7}' style="overflow:hidden;padding:0px 3px 0px 3px;vertical-align:bottom;text-align:center;">1.70</td> <td data-sheets-numberformat='{"1":2,"2":"0","3":1}' data-sheets-value='{"1":3,"3":62}' style="overflow:hidden;padding:0px 3px 0px 3px;vertical-align:bottom;text-align:center;">62</td> <td data-sheets-numberformat='{"1":2,"2":"0","3":1}' data-sheets-value='{"1":3,"3":51}' style="overflow:hidden;padding:0px 3px 0px 3px;vertical-align:bottom;text-align:center;">51</td> <td data-sheets-numberformat='{"1":2,"2":"0","3":1}' data-sheets-value='{"1":3,"3":22}' style="border-right:1px solid #000000;overflow:hidden;padding:0px 3px 0px 3px;vertical-align:bottom;text-align:center;">22</td> </tr> <tr style="height:20px;"> <td style="border-left:1px solid #000000;overflow:hidden;padding:0px 3px 0px 3px;vertical-align:bottom;font-weight:bold;"></td> <td data-sheets-value='{"1":2,"2":"Four-walled"}' style="overflow:hidden;padding:0px 3px 0px 3px;vertical-align:bottom;font-weight:bold;">Four-walled</td> <td data-sheets-value='{"1":2,"2":"Clear (H/H/H/H)"}' style="border-right:1px solid #000000;overflow:hidden;padding:0px 3px 0px 3px;vertical-align:bottom;font-weight:bold;">Clear (H/H/H/H)</td> <td data-sheets-numberformat='{"1":2,"2":"0.00","3":1}' data-sheets-value='{"1":3,"3":1.28}' style="overflow:hidden;padding:0px 3px 0px 3px;vertical-align:bottom;text-align:center;">1.28</td> <td data-sheets-numberformat='{"1":2,"2":"0","3":1}' data-sheets-value='{"1":3,"3":64}' style="overflow:hidden;padding:0px 3px 0px 3px;vertical-align:bottom;text-align:center;">64</td> <td data-sheets-numberformat='{"1":2,"2":"0","3":1}' data-sheets-value='{"1":3,"3":54}' style="overflow:hidden;padding:0px 3px 0px 3px;vertical-align:bottom;text-align:center;">54</td> <td data-sheets-numberformat='{"1":2,"2":"0","3":1}' data-sheets-value='{"1":3,"3":23}' style="border-right:1px solid #000000;overflow:hidden;padding:0px 3px 0px 3px;vertical-align:bottom;text-align:center;">23</td> </tr> <tr style="height:20px;"> <td style="border-bottom:1px solid #000000;border-left:1px solid #000000;overflow:hidden;padding:0px 3px 0px 3px;vertical-align:bottom;"></td> <td data-sheets-value='{"1":2,"2":"Four-walled"}' style="border-bottom:1px solid #000000;overflow:hidden;padding:0px 3px 0px 3px;vertical-align:bottom;font-weight:bold;">Four-walled</td> <td data-sheets-value='{"1":2,"2":"Opal (H/H/O/H)"}' style="border-right:1px solid #000000;border-bottom:1px solid #000000;overflow:hidden;padding:0px 3px 0px 3px;vertical-align:bottom;font-weight:bold;">Opal (H/H/O/H)</td> <td data-sheets-numberformat='{"1":2,"2":"0.00","3":1}' data-sheets-value='{"1":3,"3":1.28}' style="border-bottom:1px solid #000000;overflow:hidden;padding:0px 3px 0px 3px;vertical-align:bottom;text-align:center;">1.28</td> <td data-sheets-numberformat='{"1":2,"2":"0","3":1}' data-sheets-value='{"1":3,"3":59}' style="border-bottom:1px solid #000000;overflow:hidden;padding:0px 3px 0px 3px;vertical-align:bottom;text-align:center;">59</td> <td data-sheets-numberformat='{"1":2,"2":"0","3":1}' data-sheets-value='{"1":3,"3":48}' style="border-bottom:1px solid #000000;overflow:hidden;padding:0px 3px 0px 3px;vertical-align:bottom;text-align:center;">48</td> <td data-sheets-numberformat='{"1":2,"2":"0","3":1}' data-sheets-value='{"1":3,"3":23}' style="border-right:1px solid #000000;border-bottom:1px solid #000000;overflow:hidden;padding:0px 3px 0px 3px;vertical-align:bottom;text-align:center;">23</td> </tr> <tr style="height:20px;"> <td data-sheets-value='{"1":2,"2":"Polycarbonate "}' style="border-left:1px solid #000000;overflow:hidden;padding:0px 3px 0px 3px;vertical-align:bottom;font-weight:bold;">Polycarbonate </td> <td data-sheets-value='{"1":2,"2":"Single-walled"}' style="overflow:hidden;padding:0px 3px 0px 3px;vertical-align:bottom;font-weight:bold;">Single-walled</td> <td data-sheets-value='{"1":2,"2":"Clear (A)"}' style="border-right:1px solid #000000;overflow:hidden;padding:0px 3px 0px 3px;vertical-align:bottom;font-weight:bold;">Clear (A)</td> <td data-sheets-numberformat='{"1":2,"2":"0.00","3":1}' data-sheets-value='{"1":3,"3":5.17}' style="overflow:hidden;padding:0px 3px 0px 3px;vertical-align:bottom;text-align:center;">5.17</td> <td data-sheets-numberformat='{"1":2,"2":"0","3":1}' data-sheets-value='{"1":3,"3":88}' style="overflow:hidden;padding:0px 3px 0px 3px;vertical-align:bottom;text-align:center;">88</td> <td data-sheets-numberformat='{"1":2,"2":"0","3":1}' data-sheets-value='{"1":3,"3":83}' style="overflow:hidden;padding:0px 3px 0px 3px;vertical-align:bottom;text-align:center;">83</td> <td data-sheets-numberformat='{"1":2,"2":"0","3":1}' data-sheets-value='{"1":2,"2":"-"}' style="border-right:1px solid #000000;overflow:hidden;padding:0px 3px 0px 3px;vertical-align:bottom;text-align:center;">-</td> </tr> <tr style="height:20px;"> <td data-sheets-value='{"1":2,"2":"PC"}' style="border-left:1px solid #000000;overflow:hidden;padding:0px 3px 0px 3px;vertical-align:bottom;font-weight:bold;">PC</td> <td data-sheets-value='{"1":2,"2":"Single-walled"}' style="overflow:hidden;padding:0px 3px 0px 3px;vertical-align:bottom;font-weight:bold;">Single-walled</td> <td data-sheets-value='{"1":2,"2":"Opal (D)"}' style="border-right:1px solid #000000;overflow:hidden;padding:0px 3px 0px 3px;vertical-align:bottom;font-weight:bold;">Opal (D)</td> <td data-sheets-numberformat='{"1":2,"2":"0.00","3":1}' data-sheets-value='{"1":3,"3":5.17}' style="overflow:hidden;padding:0px 3px 0px 3px;vertical-align:bottom;text-align:center;">5.17</td> <td data-sheets-numberformat='{"1":2,"2":"0","3":1}' data-sheets-value='{"1":3,"3":58}' style="overflow:hidden;padding:0px 3px 0px 3px;vertical-align:bottom;text-align:center;">58</td> <td data-sheets-numberformat='{"1":2,"2":"0","3":1}' data-sheets-value='{"1":3,"3":60}' style="overflow:hidden;padding:0px 3px 0px 3px;vertical-align:bottom;text-align:center;">60</td> <td data-sheets-numberformat='{"1":2,"2":"0","3":1}' data-sheets-value='{"1":2,"2":"-"}' style="border-right:1px solid #000000;overflow:hidden;padding:0px 3px 0px 3px;vertical-align:bottom;text-align:center;">-</td> </tr> <tr style="height:20px;"> <td style="border-left:1px solid #000000;overflow:hidden;padding:0px 3px 0px 3px;vertical-align:bottom;font-weight:bold;"></td> <td data-sheets-value='{"1":2,"2":"Double-walled"}' style="overflow:hidden;padding:0px 3px 0px 3px;vertical-align:bottom;font-weight:bold;">Double-walled</td> <td data-sheets-value='{"1":2,"2":"Clear (A/H)"}' style="border-right:1px solid #000000;overflow:hidden;padding:0px 3px 0px 3px;vertical-align:bottom;font-weight:bold;">Clear (A/H)</td> <td data-sheets-numberformat='{"1":2,"2":"0.00","3":1}' data-sheets-value='{"1":3,"3":2.9}' style="overflow:hidden;padding:0px 3px 0px 3px;vertical-align:bottom;text-align:center;">2.90</td> <td data-sheets-numberformat='{"1":2,"2":"0","3":1}' data-sheets-value='{"1":3,"3":79}' style="overflow:hidden;padding:0px 3px 0px 3px;vertical-align:bottom;text-align:center;">79</td> <td data-sheets-numberformat='{"1":2,"2":"0","3":1}' data-sheets-value='{"1":3,"3":72}' style="overflow:hidden;padding:0px 3px 0px 3px;vertical-align:bottom;text-align:center;">72</td> <td data-sheets-numberformat='{"1":2,"2":"0","3":1}' data-sheets-value='{"1":3,"3":20}' style="border-right:1px solid #000000;overflow:hidden;padding:0px 3px 0px 3px;vertical-align:bottom;text-align:center;">20</td> </tr> <tr style="height:20px;"> <td style="border-left:1px solid #000000;overflow:hidden;padding:0px 3px 0px 3px;vertical-align:bottom;font-weight:bold;"></td> <td data-sheets-value='{"1":2,"2":"Double-walled"}' style="overflow:hidden;padding:0px 3px 0px 3px;vertical-align:bottom;font-weight:bold;">Double-walled</td> <td data-sheets-value='{"1":2,"2":"Clear (A/A)"}' style="border-right:1px solid #000000;overflow:hidden;padding:0px 3px 0px 3px;vertical-align:bottom;font-weight:bold;">Clear (A/A)</td> <td data-sheets-numberformat='{"1":2,"2":"0.00","3":1}' data-sheets-value='{"1":3,"3":2.9}' style="overflow:hidden;padding:0px 3px 0px 3px;vertical-align:bottom;text-align:center;">2.90</td> <td data-sheets-numberformat='{"1":2,"2":"0","3":1}' data-sheets-value='{"1":3,"3":77}' style="overflow:hidden;padding:0px 3px 0px 3px;vertical-align:bottom;text-align:center;">77</td> <td data-sheets-numberformat='{"1":2,"2":"0","3":1}' data-sheets-value='{"1":3,"3":69}' style="overflow:hidden;padding:0px 3px 0px 3px;vertical-align:bottom;text-align:center;">69</td> <td data-sheets-numberformat='{"1":2,"2":"0","3":1}' data-sheets-value='{"1":3,"3":20}' style="border-right:1px solid #000000;overflow:hidden;padding:0px 3px 0px 3px;vertical-align:bottom;text-align:center;">20</td> </tr> <tr style="height:20px;"> <td style="border-left:1px solid #000000;overflow:hidden;padding:0px 3px 0px 3px;vertical-align:bottom;font-weight:bold;"></td> <td data-sheets-value='{"1":2,"2":"Double-walled"}' style="overflow:hidden;padding:0px 3px 0px 3px;vertical-align:bottom;font-weight:bold;">Double-walled</td> <td data-sheets-value='{"1":2,"2":"Opal (A/O)"}' style="border-right:1px solid #000000;overflow:hidden;padding:0px 3px 0px 3px;vertical-align:bottom;font-weight:bold;">Opal (A/O)</td> <td data-sheets-numberformat='{"1":2,"2":"0.00","3":1}' data-sheets-value='{"1":3,"3":2.9}' style="overflow:hidden;padding:0px 3px 0px 3px;vertical-align:bottom;text-align:center;">2.90</td> <td data-sheets-numberformat='{"1":2,"2":"0","3":1}' data-sheets-value='{"1":3,"3":73}' style="overflow:hidden;padding:0px 3px 0px 3px;vertical-align:bottom;text-align:center;">73</td> <td data-sheets-numberformat='{"1":2,"2":"0","3":1}' data-sheets-value='{"1":3,"3":63}' style="overflow:hidden;padding:0px 3px 0px 3px;vertical-align:bottom;text-align:center;">63</td> <td data-sheets-numberformat='{"1":2,"2":"0","3":1}' data-sheets-value='{"1":3,"3":20}' style="border-right:1px solid #000000;overflow:hidden;padding:0px 3px 0px 3px;vertical-align:bottom;text-align:center;">20</td> </tr> <tr style="height:20px;"> <td style="border-left:1px solid #000000;overflow:hidden;padding:0px 3px 0px 3px;vertical-align:bottom;font-weight:bold;"></td> <td data-sheets-value='{"1":2,"2":"Double-walled"}' style="overflow:hidden;padding:0px 3px 0px 3px;vertical-align:bottom;font-weight:bold;">Double-walled</td> <td data-sheets-value='{"1":2,"2":"Opal (A/D)"}' style="border-right:1px solid #000000;overflow:hidden;padding:0px 3px 0px 3px;vertical-align:bottom;font-weight:bold;">Opal (A/D)</td> <td data-sheets-numberformat='{"1":2,"2":"0.00","3":1}' data-sheets-value='{"1":3,"3":2.9}' style="overflow:hidden;padding:0px 3px 0px 3px;vertical-align:bottom;text-align:center;">2.90</td> <td data-sheets-numberformat='{"1":2,"2":"0","3":1}' data-sheets-value='{"1":3,"3":51}' style="overflow:hidden;padding:0px 3px 0px 3px;vertical-align:bottom;text-align:center;">51</td> <td data-sheets-numberformat='{"1":2,"2":"0","3":1}' data-sheets-value='{"1":3,"3":50}' style="overflow:hidden;padding:0px 3px 0px 3px;vertical-align:bottom;text-align:center;">50</td> <td data-sheets-numberformat='{"1":2,"2":"0","3":1}' data-sheets-value='{"1":3,"3":20}' style="border-right:1px solid #000000;overflow:hidden;padding:0px 3px 0px 3px;vertical-align:bottom;text-align:center;">20</td> </tr> <tr style="height:20px;"> <td style="border-left:1px solid #000000;overflow:hidden;padding:0px 3px 0px 3px;vertical-align:bottom;font-weight:bold;"></td> <td data-sheets-value='{"1":2,"2":"Triple-walled"}' style="overflow:hidden;padding:0px 3px 0px 3px;vertical-align:bottom;font-weight:bold;">Triple-walled</td> <td data-sheets-value='{"1":2,"2":"Clear (A/H/H)"}' style="border-right:1px solid #000000;overflow:hidden;padding:0px 3px 0px 3px;vertical-align:bottom;font-weight:bold;">Clear (A/H/H)</td> <td data-sheets-numberformat='{"1":2,"2":"0.00","3":1}' data-sheets-value='{"1":3,"3":1.7}' style="overflow:hidden;padding:0px 3px 0px 3px;vertical-align:bottom;text-align:center;">1.70</td> <td data-sheets-numberformat='{"1":2,"2":"0","3":1}' data-sheets-value='{"1":3,"3":71}' style="overflow:hidden;padding:0px 3px 0px 3px;vertical-align:bottom;text-align:center;">71</td> <td data-sheets-numberformat='{"1":2,"2":"0","3":1}' data-sheets-value='{"1":3,"3":63}' style="overflow:hidden;padding:0px 3px 0px 3px;vertical-align:bottom;text-align:center;">63</td> <td data-sheets-numberformat='{"1":2,"2":"0","3":1}' data-sheets-value='{"1":3,"3":22}' style="border-right:1px solid #000000;overflow:hidden;padding:0px 3px 0px 3px;vertical-align:bottom;text-align:center;">22</td> </tr> <tr style="height:20px;"> <td style="border-left:1px solid #000000;overflow:hidden;padding:0px 3px 0px 3px;vertical-align:bottom;font-weight:bold;"></td> <td data-sheets-value='{"1":2,"2":"Triple-walled"}' style="overflow:hidden;padding:0px 3px 0px 3px;vertical-align:bottom;font-weight:bold;">Triple-walled</td> <td data-sheets-value='{"1":2,"2":"Opal (A/O/O)"}' style="border-right:1px solid #000000;overflow:hidden;padding:0px 3px 0px 3px;vertical-align:bottom;font-weight:bold;">Opal (A/O/O)</td> <td data-sheets-numberformat='{"1":2,"2":"0.00","3":1}' data-sheets-value='{"1":3,"3":1.7}' style="overflow:hidden;padding:0px 3px 0px 3px;vertical-align:bottom;text-align:center;">1.70</td> <td data-sheets-numberformat='{"1":2,"2":"0","3":1}' data-sheets-value='{"1":3,"3":61}' style="overflow:hidden;padding:0px 3px 0px 3px;vertical-align:bottom;text-align:center;">61</td> <td data-sheets-numberformat='{"1":2,"2":"0","3":1}' data-sheets-value='{"1":3,"3":48}' style="overflow:hidden;padding:0px 3px 0px 3px;vertical-align:bottom;text-align:center;">48</td> <td data-sheets-numberformat='{"1":2,"2":"0","3":1}' data-sheets-value='{"1":3,"3":22}' style="border-right:1px solid #000000;overflow:hidden;padding:0px 3px 0px 3px;vertical-align:bottom;text-align:center;">22</td> </tr> <tr style="height:20px;"> <td style="border-left:1px solid #000000;overflow:hidden;padding:0px 3px 0px 3px;vertical-align:bottom;font-weight:bold;"></td> <td data-sheets-value='{"1":2,"2":"Four-walled"}' style="overflow:hidden;padding:0px 3px 0px 3px;vertical-align:bottom;font-weight:bold;">Four-walled</td> <td data-sheets-value='{"1":2,"2":"Clear (A/H/H/H)"}' style="border-right:1px solid #000000;overflow:hidden;padding:0px 3px 0px 3px;vertical-align:bottom;font-weight:bold;">Clear (A/H/H/H)</td> <td data-sheets-numberformat='{"1":2,"2":"0.00","3":1}' data-sheets-value='{"1":3,"3":1.28}' style="overflow:hidden;padding:0px 3px 0px 3px;vertical-align:bottom;text-align:center;">1.28</td> <td data-sheets-numberformat='{"1":2,"2":"0","3":1}' data-sheets-value='{"1":3,"3":64}' style="overflow:hidden;padding:0px 3px 0px 3px;vertical-align:bottom;text-align:center;">64</td> <td data-sheets-numberformat='{"1":2,"2":"0","3":1}' data-sheets-value='{"1":3,"3":52}' style="overflow:hidden;padding:0px 3px 0px 3px;vertical-align:bottom;text-align:center;">52</td> <td data-sheets-numberformat='{"1":2,"2":"0","3":1}' data-sheets-value='{"1":3,"3":23}' style="border-right:1px solid #000000;overflow:hidden;padding:0px 3px 0px 3px;vertical-align:bottom;text-align:center;">23</td> </tr> <tr style="height:20px;"> <td style="border-bottom:1px solid #000000;border-left:1px solid #000000;overflow:hidden;padding:0px 3px 0px 3px;vertical-align:bottom;"></td> <td data-sheets-value='{"1":2,"2":"Four-walled"}' style="border-bottom:1px solid #000000;overflow:hidden;padding:0px 3px 0px 3px;vertical-align:bottom;font-weight:bold;">Four-walled</td> <td data-sheets-value='{"1":2,"2":"Opal (A/H/O/H)"}' style="border-right:1px solid #000000;border-bottom:1px solid #000000;overflow:hidden;padding:0px 3px 0px 3px;vertical-align:bottom;font-weight:bold;">Opal (A/H/O/H)</td> <td data-sheets-numberformat='{"1":2,"2":"0.00","3":1}' data-sheets-value='{"1":3,"3":1.28}' style="border-bottom:1px solid #000000;overflow:hidden;padding:0px 3px 0px 3px;vertical-align:bottom;text-align:center;">1.28</td> <td data-sheets-numberformat='{"1":2,"2":"0","3":1}' data-sheets-value='{"1":3,"3":59}' style="border-bottom:1px solid #000000;overflow:hidden;padding:0px 3px 0px 3px;vertical-align:bottom;text-align:center;">59</td> <td data-sheets-numberformat='{"1":2,"2":"0","3":1}' data-sheets-value='{"1":3,"3":46}' style="border-bottom:1px solid #000000;overflow:hidden;padding:0px 3px 0px 3px;vertical-align:bottom;text-align:center;">46</td> <td data-sheets-numberformat='{"1":2,"2":"0","3":1}' data-sheets-value='{"1":3,"3":23}' style="border-right:1px solid #000000;border-bottom:1px solid #000000;overflow:hidden;padding:0px 3px 0px 3px;vertical-align:bottom;text-align:center;">23</td> </tr> <tr style="height:20px;"> <td data-sheets-value='{"1":2,"2":"Polycarbonate"}' style="border-left:1px solid #000000;overflow:hidden;padding:0px 3px 0px 3px;vertical-align:bottom;font-weight:bold;">Polycarbonate</td> <td data-sheets-value='{"1":2,"2":"Single-walled"}' style="overflow:hidden;padding:0px 3px 0px 3px;vertical-align:bottom;font-weight:bold;">Single-walled</td> <td data-sheets-value='{"1":2,"2":"Heatstop Opal (T)"}' style="border-right:1px solid #000000;overflow:hidden;padding:0px 3px 0px 3px;vertical-align:bottom;font-weight:bold;">Heatstop Opal (T)</td> <td data-sheets-numberformat='{"1":2,"2":"0.00","3":1}' data-sheets-value='{"1":3,"3":5.17}' style="overflow:hidden;padding:0px 3px 0px 3px;vertical-align:bottom;text-align:center;">5.17</td> <td data-sheets-numberformat='{"1":2,"2":"0","3":1}' data-sheets-value='{"1":3,"3":49}' style="overflow:hidden;padding:0px 3px 0px 3px;vertical-align:bottom;text-align:center;">49</td> <td data-sheets-numberformat='{"1":2,"2":"0","3":1}' data-sheets-value='{"1":3,"3":59}' style="overflow:hidden;padding:0px 3px 0px 3px;vertical-align:bottom;text-align:center;">59</td> <td data-sheets-numberformat='{"1":2,"2":"0","3":1}' data-sheets-value='{"1":2,"2":"-"}' style="border-right:1px solid #000000;overflow:hidden;padding:0px 3px 0px 3px;vertical-align:bottom;text-align:center;">-</td> </tr> <tr style="height:20px;"> <td data-sheets-value='{"1":2,"2":"Heatstop PC"}' style="border-left:1px solid #000000;overflow:hidden;padding:0px 3px 0px 3px;vertical-align:bottom;font-weight:bold;">Heatstop PC</td> <td data-sheets-value='{"1":2,"2":"Double-walled"}' style="overflow:hidden;padding:0px 3px 0px 3px;vertical-align:bottom;font-weight:bold;">Double-walled</td> <td data-sheets-value='{"1":2,"2":"Clear (T/H)"}' style="border-right:1px solid #000000;overflow:hidden;padding:0px 3px 0px 3px;vertical-align:bottom;font-weight:bold;">Clear (T/H)</td> <td data-sheets-numberformat='{"1":2,"2":"0.00","3":1}' data-sheets-value='{"1":3,"3":2.9}' style="overflow:hidden;padding:0px 3px 0px 3px;vertical-align:bottom;text-align:center;">2.90</td> <td data-sheets-numberformat='{"1":2,"2":"0","3":1}' data-sheets-value='{"1":3,"3":44}' style="overflow:hidden;padding:0px 3px 0px 3px;vertical-align:bottom;text-align:center;">44</td> <td data-sheets-numberformat='{"1":2,"2":"0","3":1}' data-sheets-value='{"1":3,"3":51}' style="overflow:hidden;padding:0px 3px 0px 3px;vertical-align:bottom;text-align:center;">51</td> <td data-sheets-numberformat='{"1":2,"2":"0","3":1}' data-sheets-value='{"1":3,"3":20}' style="border-right:1px solid #000000;overflow:hidden;padding:0px 3px 0px 3px;vertical-align:bottom;text-align:center;">20</td> </tr> <tr style="height:20px;"> <td style="border-left:1px solid #000000;overflow:hidden;padding:0px 3px 0px 3px;vertical-align:bottom;font-weight:bold;"></td> <td data-sheets-value='{"1":2,"2":"Double-walled"}' style="overflow:hidden;padding:0px 3px 0px 3px;vertical-align:bottom;font-weight:bold;">Double-walled</td> <td data-sheets-value='{"1":2,"2":"Opal (T/O)"}' style="border-right:1px solid #000000;overflow:hidden;padding:0px 3px 0px 3px;vertical-align:bottom;font-weight:bold;">Opal (T/O)</td> <td data-sheets-numberformat='{"1":2,"2":"0.00","3":1}' data-sheets-value='{"1":3,"3":2.9}' style="overflow:hidden;padding:0px 3px 0px 3px;vertical-align:bottom;text-align:center;">2.90</td> <td data-sheets-numberformat='{"1":2,"2":"0","3":1}' data-sheets-value='{"1":3,"3":41}' style="overflow:hidden;padding:0px 3px 0px 3px;vertical-align:bottom;text-align:center;">41</td> <td data-sheets-numberformat='{"1":2,"2":"0","3":1}' data-sheets-value='{"1":3,"3":45}' style="overflow:hidden;padding:0px 3px 0px 3px;vertical-align:bottom;text-align:center;">45</td> <td data-sheets-numberformat='{"1":2,"2":"0","3":1}' data-sheets-value='{"1":3,"3":20}' style="border-right:1px solid #000000;overflow:hidden;padding:0px 3px 0px 3px;vertical-align:bottom;text-align:center;">20</td> </tr> <tr style="height:20px;"> <td style="border-left:1px solid #000000;overflow:hidden;padding:0px 3px 0px 3px;vertical-align:bottom;font-weight:bold;"></td> <td data-sheets-value='{"1":2,"2":"Triple-walled"}' style="overflow:hidden; | skylux-160-ce-met-koepel-en-polyester-opstand-30-20-met-lm-motor-en-windvang-1000-x-1300-mm | 8586014589261 | 46872314446157
Smoke and heat exhaust (SHEV) | SHE system | Skylux | Skylux 160° CE with skylight and polyester curb 30/20 with LM-actuator and spoiler 1000 x 1600 mm |  | 50771 | 5412970507710 | 4825.5 | Yes | 30-45 | 62.76 | 1000 x 1600 mm | 1600 | 1000 |  | polyester 30/20 (30 cm high & roof opening = 20 cm larger than daylight size) | Rectangular | 5.17 W/m²K - 1.28 W/m²K | 87% - 32% | 90% - 32% | 20dB - 23dB | 160° CE (for industry) | skylight | with spoiler | E | Single actuator | Maximum four-walled skylight possible for this product | Ut-value LT-value g-value Rw-value EN 1873 : 2014 EN ISO 13468 EN 16153 EN 410 EN 410 EN ISO 140-3 Material Walls Shells (W/m²K) (%) (%) (dB) Acrylic Single-walled Clear (H) 5.17 90 87 - PMMA Single-walled Opal (O) 5.17 83 76 - Double-walled Clear (H/H) 2.90 81 75 20 Double-walled Opal (O/O) 2.90 69 58 20 Triple-walled Clear (H/H/H) 1.70 73 65 22 Triple-walled Opal (O/H/O) 1.70 62 51 22 Four-walled Clear (H/H/H/H) 1.28 64 54 23 Four-walled Opal (H/H/O/H) 1.28 59 48 23 Polycarbonate Single-walled Clear (A) 5.17 88 83 - PC Single-walled Opal (D) 5.17 58 60 - Double-walled Clear (A/H) 2.90 79 72 20 Double-walled Clear (A/A) 2.90 77 69 20 Double-walled Opal (A/O) 2.90 73 63 20 Double-walled Opal (A/D) 2.90 51 50 20 Triple-walled Clear (A/H/H) 1.70 71 63 22 Triple-walled Opal (A/O/O) 1.70 61 48 22 Four-walled Clear (A/H/H/H) 1.28 64 52 23 Four-walled Opal (A/H/O/H) 1.28 59 46 23 Polycarbonate Single-walled Heatstop Opal (T) 5.17 49 59 - Heatstop PC Double-walled Clear (T/H) 2.90 44 51 20 Double-walled Opal (T/O) 2.90 41 45 20 Triple-walled Clear (T/H/H) 1.70 40 <td data-sheets-numberformat='{"1":2,"2":"0","3":1}' data-sheets-value='{"1":3,"3":44}' style="overflow:hidden;paddin | https://skylux.eu/en/products/skylux-160-ce-met-koepel-en-polyester-opstand-30-20-met-lm-motor-en-windvang-1000-x-1600-mm | https://skylux.eu/cdn/shop/files/Skylux-160deg-CE-met-koepel-en-polyester-opstand-3020-met-LM-motor-en-windvang-1000-x-1600-mm-RWA-systeem.jpg?v=1702978418&width=1600 | https://skylux.eu/cdn/shop/files/e5a82811-1bb0-48e4-a776-cacb59c7c092_ff095857-5616-43bc-a0ec-d629cff9f25f.jpg?v=1688550640&width=1600 | //skylux.eu/cdn/shop/files/E_MH_Mounting_instructions_Skylux_160_CE_LM.pdf?v=12406716259046007223 | //skylux.eu/cdn/shop/files/E_TD_Technical_File_Skylux_Skylux_160_CE_Electric.pdf?v=3667116872303399239 | <style type="text/css" id="isPasted"> <!--td { border: 1px solid #cccccc; } br { mso-data-placement: same-cell; } --> </style> <table border="1" cellpadding="0" cellspacing="0" dir="ltr" style="table-layout:fixed;font-size:10pt;font-family:Arial;border-collapse:collapse;border:none;"><tbody> <tr style="height:20px;"> <td style="overflow:hidden;padding:0px 3px 0px 3px;vertical-align:bottom;"></td> <td style="overflow:hidden;padding:0px 3px 0px 3px;vertical-align:bottom;"></td> <td style="overflow:hidden;padding:0px 3px 0px 3px;vertical-align:bottom;"></td> <td data-sheets-value='{"1":2,"2":"Ut-value"}' style="overflow:hidden;padding:0px 3px 0px 3px;vertical-align:bottom;font-weight:bold;text-align:center;">Ut-value</td> <td data-sheets-value='{"1":2,"2":"LT-value"}' style="overflow:hidden;padding:0px 3px 0px 3px;vertical-align:bottom;font-weight:bold;text-align:center;">LT-value</td> <td data-sheets-value='{"1":2,"2":"g-value"}' style="overflow:hidden;padding:0px 3px 0px 3px;vertical-align:bottom;font-weight:bold;text-align:center;">g-value</td> <td data-sheets-value='{"1":2,"2":"Rw-value "}' style="overflow:hidden;padding:0px 3px 0px 3px;vertical-align:bottom;font-weight:bold;text-align:center;">Rw-value </td> </tr> <tr style="height:20px;"> <td style="overflow:hidden;padding:0px 3px 0px 3px;vertical-align:bottom;"></td> <td style="overflow:hidden;padding:0px 3px 0px 3px;vertical-align:bottom;"></td> <td style="overflow:hidden;padding:0px 3px 0px 3px;vertical-align:bottom;"></td> <td data-sheets-numberformat='{"1":2,"2":"0.00","3":1}' data-sheets-value='{"1":2,"2":"EN 1873 : 2014"}' style="overflow:hidden;padding:0px 3px 0px 3px;vertical-align:bottom;text-align:center;">EN 1873 : 2014</td> <td data-sheets-numberformat='{"1":2,"2":"0","3":1}' data-sheets-value='{"1":2,"2":"EN ISO 13468 EN 16153 EN 410"}' style="overflow:hidden;padding:0px 3px 0px 3px;vertical-align:bottom;text-align:center;">EN ISO 13468 EN 16153 EN 410</td> <td data-sheets-numberformat='{"1":2,"2":"0","3":1}' data-sheets-value='{"1":2,"2":"EN 410"}' style="overflow:hidden;padding:0px 3px 0px 3px;vertical-align:bottom;text-align:center;">EN 410</td> <td data-sheets-value='{"1":2,"2":"EN ISO 140-3\t\t"}' style="overflow:hidden;padding:0px 3px 0px 3px;vertical-align:bottom;text-align:center;">EN ISO 140-3 </td> </tr> <tr style="height:20px;"> <td data-sheets-value='{"1":2,"2":"Material"}' style="border-bottom:1px solid #000000;overflow:hidden;padding:0px 3px 0px 3px;vertical-align:bottom;background-color:#000000;font-weight:bold;color:#ffffff;">Material</td> <td data-sheets-value='{"1":2,"2":"Walls"}' style="border-bottom:1px solid #000000;overflow:hidden;padding:0px 3px 0px 3px;vertical-align:bottom;background-color:#000000;font-weight:bold;color:#ffffff;">Walls</td> <td data-sheets-value='{"1":2,"2":"Shells"}' style="border-bottom:1px solid #000000;overflow:hidden;padding:0px 3px 0px 3px;vertical-align:bottom;background-color:#000000;font-weight:bold;color:#ffffff;">Shells</td> <td data-sheets-numberformat='{"1":2,"2":"0.00","3":1}' data-sheets-value='{"1":2,"2":"(W/m²K)\t"}' style="border-bottom:1px solid #000000;overflow:hidden;padding:0px 3px 0px 3px;vertical-align:bottom;background-color:#000000;font-weight:bold;color:#ffffff;text-align:center;">(W/m²K) </td> <td data-sheets-numberformat='{"1":2,"2":"0","3":1}' data-sheets-value='{"1":2,"2":"(%)"}' style="border-bottom:1px solid #000000;overflow:hidden;padding:0px 3px 0px 3px;vertical-align:bottom;background-color:#000000;font-weight:bold;color:#ffffff;text-align:center;">(%)</td> <td data-sheets-numberformat='{"1":2,"2":"0","3":1}' data-sheets-value='{"1":2,"2":"(%)"}' style="border-bottom:1px solid #000000;overflow:hidden;padding:0px 3px 0px 3px;vertical-align:bottom;background-color:#000000;font-weight:bold;color:#ffffff;text-align:center;">(%)</td> <td data-sheets-value='{"1":2,"2":"(dB)"}' style="border-bottom:1px solid #000000;overflow:hidden;padding:0px 3px 0px 3px;vertical-align:bottom;background-color:#000000;font-weight:bold;color:#ffffff;text-align:center;">(dB)</td> </tr> <tr style="height:20px;"> <td data-sheets-value='{"1":2,"2":"Acrylic"}' style="border-left:1px solid #000000;overflow:hidden;padding:0px 3px 0px 3px;vertical-align:bottom;font-weight:bold;">Acrylic</td> <td data-sheets-value='{"1":2,"2":"Single-walled"}' style="overflow:hidden;padding:0px 3px 0px 3px;vertical-align:bottom;font-weight:bold;">Single-walled</td> <td data-sheets-value='{"1":2,"2":"Clear (H)"}' style="border-right:1px solid #000000;overflow:hidden;padding:0px 3px 0px 3px;vertical-align:bottom;font-weight:bold;">Clear (H)</td> <td data-sheets-numberformat='{"1":2,"2":"0.00","3":1}' data-sheets-value='{"1":3,"3":5.17}' style="overflow:hidden;padding:0px 3px 0px 3px;vertical-align:bottom;text-align:center;">5.17</td> <td data-sheets-numberformat='{"1":2,"2":"0","3":1}' data-sheets-value='{"1":3,"3":90}' style="overflow:hidden;padding:0px 3px 0px 3px;vertical-align:bottom;text-align:center;">90</td> <td data-sheets-numberformat='{"1":2,"2":"0","3":1}' data-sheets-value='{"1":3,"3":87}' style="overflow:hidden;padding:0px 3px 0px 3px;vertical-align:bottom;text-align:center;">87</td> <td data-sheets-numberformat='{"1":2,"2":"0","3":1}' data-sheets-value='{"1":2,"2":"-"}' style="border-right:1px solid #000000;overflow:hidden;padding:0px 3px 0px 3px;vertical-align:bottom;text-align:center;">-</td> </tr> <tr style="height:20px;"> <td data-sheets-value='{"1":2,"2":"PMMA"}' style="border-left:1px solid #000000;overflow:hidden;padding:0px 3px 0px 3px;vertical-align:bottom;font-weight:bold;">PMMA</td> <td data-sheets-value='{"1":2,"2":"Single-walled"}' style="overflow:hidden;padding:0px 3px 0px 3px;vertical-align:bottom;font-weight:bold;">Single-walled</td> <td data-sheets-value='{"1":2,"2":"Opal (O)"}' style="border-right:1px solid #000000;overflow:hidden;padding:0px 3px 0px 3px;vertical-align:bottom;font-weight:bold;">Opal (O)</td> <td data-sheets-numberformat='{"1":2,"2":"0.00","3":1}' data-sheets-value='{"1":3,"3":5.17}' style="overflow:hidden;padding:0px 3px 0px 3px;vertical-align:bottom;text-align:center;">5.17</td> <td data-sheets-numberformat='{"1":2,"2":"0","3":1}' data-sheets-value='{"1":3,"3":83}' style="overflow:hidden;padding:0px 3px 0px 3px;vertical-align:bottom;text-align:center;">83</td> <td data-sheets-numberformat='{"1":2,"2":"0","3":1}' data-sheets-value='{"1":3,"3":76}' style="overflow:hidden;padding:0px 3px 0px 3px;vertical-align:bottom;text-align:center;">76</td> <td data-sheets-numberformat='{"1":2,"2":"0","3":1}' data-sheets-value='{"1":2,"2":"-"}' style="border-right:1px solid #000000;overflow:hidden;padding:0px 3px 0px 3px;vertical-align:bottom;text-align:center;">-</td> </tr> <tr style="height:20px;"> <td style="border-left:1px solid #000000;overflow:hidden;padding:0px 3px 0px 3px;vertical-align:bottom;font-weight:bold;"></td> <td data-sheets-value='{"1":2,"2":"Double-walled"}' style="overflow:hidden;padding:0px 3px 0px 3px;vertical-align:bottom;font-weight:bold;">Double-walled</td> <td data-sheets-value='{"1":2,"2":"Clear (H/H)"}' style="border-right:1px solid #000000;overflow:hidden;padding:0px 3px 0px 3px;vertical-align:bottom;font-weight:bold;">Clear (H/H)</td> <td data-sheets-numberformat='{"1":2,"2":"0.00","3":1}' data-sheets-value='{"1":3,"3":2.9}' style="overflow:hidden;padding:0px 3px 0px 3px;vertical-align:bottom;text-align:center;">2.90</td> <td data-sheets-numberformat='{"1":2,"2":"0","3":1}' data-sheets-value='{"1":3,"3":81}' style="overflow:hidden;padding:0px 3px 0px 3px;vertical-align:bottom;text-align:center;">81</td> <td data-sheets-numberformat='{"1":2,"2":"0","3":1}' data-sheets-value='{"1":3,"3":75}' style="overflow:hidden;padding:0px 3px 0px 3px;vertical-align:bottom;text-align:center;">75</td> <td data-sheets-numberformat='{"1":2,"2":"0","3":1}' data-sheets-value='{"1":3,"3":20}' style="border-right:1px solid #000000;overflow:hidden;padding:0px 3px 0px 3px;vertical-align:bottom;text-align:center;">20</td> </tr> <tr style="height:20px;"> <td style="border-left:1px solid #000000;overflow:hidden;padding:0px 3px 0px 3px;vertical-align:bottom;font-weight:bold;"></td> <td data-sheets-value='{"1":2,"2":"Double-walled"}' style="overflow:hidden;padding:0px 3px 0px 3px;vertical-align:bottom;font-weight:bold;">Double-walled</td> <td data-sheets-value='{"1":2,"2":"Opal (O/O)"}' style="border-right:1px solid #000000;overflow:hidden;padding:0px 3px 0px 3px;vertical-align:bottom;font-weight:bold;">Opal (O/O)</td> <td data-sheets-numberformat='{"1":2,"2":"0.00","3":1}' data-sheets-value='{"1":3,"3":2.9}' style="overflow:hidden;padding:0px 3px 0px 3px;vertical-align:bottom;text-align:center;">2.90</td> <td data-sheets-numberformat='{"1":2,"2":"0","3":1}' data-sheets-value='{"1":3,"3":69}' style="overflow:hidden;padding:0px 3px 0px 3px;vertical-align:bottom;text-align:center;">69</td> <td data-sheets-numberformat='{"1":2,"2":"0","3":1}' data-sheets-value='{"1":3,"3":58}' style="overflow:hidden;padding:0px 3px 0px 3px;vertical-align:bottom;text-align:center;">58</td> <td data-sheets-numberformat='{"1":2,"2":"0","3":1}' data-sheets-value='{"1":3,"3":20}' style="border-right:1px solid #000000;overflow:hidden;padding:0px 3px 0px 3px;vertical-align:bottom;text-align:center;">20</td> </tr> <tr style="height:20px;"> <td style="border-left:1px solid #000000;overflow:hidden;padding:0px 3px 0px 3px;vertical-align:bottom;font-weight:bold;"></td> <td data-sheets-value='{"1":2,"2":"Triple-walled"}' style="overflow:hidden;padding:0px 3px 0px 3px;vertical-align:bottom;font-weight:bold;">Triple-walled</td> <td data-sheets-value='{"1":2,"2":"Clear (H/H/H)"}' style="border-right:1px solid #000000;overflow:hidden;padding:0px 3px 0px 3px;vertical-align:bottom;font-weight:bold;">Clear (H/H/H)</td> <td data-sheets-numberformat='{"1":2,"2":"0.00","3":1}' data-sheets-value='{"1":3,"3":1.7}' style="overflow:hidden;padding:0px 3px 0px 3px;vertical-align:bottom;text-align:center;">1.70</td> <td data-sheets-numberformat='{"1":2,"2":"0","3":1}' data-sheets-value='{"1":3,"3":73}' style="overflow:hidden;padding:0px 3px 0px 3px;vertical-align:bottom;text-align:center;">73</td> <td data-sheets-numberformat='{"1":2,"2":"0","3":1}' data-sheets-value='{"1":3,"3":65}' style="overflow:hidden;padding:0px 3px 0px 3px;vertical-align:bottom;text-align:center;">65</td> <td data-sheets-numberformat='{"1":2,"2":"0","3":1}' data-sheets-value='{"1":3,"3":22}' style="border-right:1px solid #000000;overflow:hidden;padding:0px 3px 0px 3px;vertical-align:bottom;text-align:center;">22</td> </tr> <tr style="height:20px;"> <td style="border-left:1px solid #000000;overflow:hidden;padding:0px 3px 0px 3px;vertical-align:bottom;font-weight:bold;"></td> <td data-sheets-value='{"1":2,"2":"Triple-walled"}' style="overflow:hidden;padding:0px 3px 0px 3px;vertical-align:bottom;font-weight:bold;">Triple-walled</td> <td data-sheets-value='{"1":2,"2":"Opal (O/H/O)"}' style="border-right:1px solid #000000;overflow:hidden;padding:0px 3px 0px 3px;vertical-align:bottom;font-weight:bold;">Opal (O/H/O)</td> <td data-sheets-numberformat='{"1":2,"2":"0.00","3":1}' data-sheets-value='{"1":3,"3":1.7}' style="overflow:hidden;padding:0px 3px 0px 3px;vertical-align:bottom;text-align:center;">1.70</td> <td data-sheets-numberformat='{"1":2,"2":"0","3":1}' data-sheets-value='{"1":3,"3":62}' style="overflow:hidden;padding:0px 3px 0px 3px;vertical-align:bottom;text-align:center;">62</td> <td data-sheets-numberformat='{"1":2,"2":"0","3":1}' data-sheets-value='{"1":3,"3":51}' style="overflow:hidden;padding:0px 3px 0px 3px;vertical-align:bottom;text-align:center;">51</td> <td data-sheets-numberformat='{"1":2,"2":"0","3":1}' data-sheets-value='{"1":3,"3":22}' style="border-right:1px solid #000000;overflow:hidden;padding:0px 3px 0px 3px;vertical-align:bottom;text-align:center;">22</td> </tr> <tr style="height:20px;"> <td style="border-left:1px solid #000000;overflow:hidden;padding:0px 3px 0px 3px;vertical-align:bottom;font-weight:bold;"></td> <td data-sheets-value='{"1":2,"2":"Four-walled"}' style="overflow:hidden;padding:0px 3px 0px 3px;vertical-align:bottom;font-weight:bold;">Four-walled</td> <td data-sheets-value='{"1":2,"2":"Clear (H/H/H/H)"}' style="border-right:1px solid #000000;overflow:hidden;padding:0px 3px 0px 3px;vertical-align:bottom;font-weight:bold;">Clear (H/H/H/H)</td> <td data-sheets-numberformat='{"1":2,"2":"0.00","3":1}' data-sheets-value='{"1":3,"3":1.28}' style="overflow:hidden;padding:0px 3px 0px 3px;vertical-align:bottom;text-align:center;">1.28</td> <td data-sheets-numberformat='{"1":2,"2":"0","3":1}' data-sheets-value='{"1":3,"3":64}' style="overflow:hidden;padding:0px 3px 0px 3px;vertical-align:bottom;text-align:center;">64</td> <td data-sheets-numberformat='{"1":2,"2":"0","3":1}' data-sheets-value='{"1":3,"3":54}' style="overflow:hidden;padding:0px 3px 0px 3px;vertical-align:bottom;text-align:center;">54</td> <td data-sheets-numberformat='{"1":2,"2":"0","3":1}' data-sheets-value='{"1":3,"3":23}' style="border-right:1px solid #000000;overflow:hidden;padding:0px 3px 0px 3px;vertical-align:bottom;text-align:center;">23</td> </tr> <tr style="height:20px;"> <td style="border-bottom:1px solid #000000;border-left:1px solid #000000;overflow:hidden;padding:0px 3px 0px 3px;vertical-align:bottom;"></td> <td data-sheets-value='{"1":2,"2":"Four-walled"}' style="border-bottom:1px solid #000000;overflow:hidden;padding:0px 3px 0px 3px;vertical-align:bottom;font-weight:bold;">Four-walled</td> <td data-sheets-value='{"1":2,"2":"Opal (H/H/O/H)"}' style="border-right:1px solid #000000;border-bottom:1px solid #000000;overflow:hidden;padding:0px 3px 0px 3px;vertical-align:bottom;font-weight:bold;">Opal (H/H/O/H)</td> <td data-sheets-numberformat='{"1":2,"2":"0.00","3":1}' data-sheets-value='{"1":3,"3":1.28}' style="border-bottom:1px solid #000000;overflow:hidden;padding:0px 3px 0px 3px;vertical-align:bottom;text-align:center;">1.28</td> <td data-sheets-numberformat='{"1":2,"2":"0","3":1}' data-sheets-value='{"1":3,"3":59}' style="border-bottom:1px solid #000000;overflow:hidden;padding:0px 3px 0px 3px;vertical-align:bottom;text-align:center;">59</td> <td data-sheets-numberformat='{"1":2,"2":"0","3":1}' data-sheets-value='{"1":3,"3":48}' style="border-bottom:1px solid #000000;overflow:hidden;padding:0px 3px 0px 3px;vertical-align:bottom;text-align:center;">48</td> <td data-sheets-numberformat='{"1":2,"2":"0","3":1}' data-sheets-value='{"1":3,"3":23}' style="border-right:1px solid #000000;border-bottom:1px solid #000000;overflow:hidden;padding:0px 3px 0px 3px;vertical-align:bottom;text-align:center;">23</td> </tr> <tr style="height:20px;"> <td data-sheets-value='{"1":2,"2":"Polycarbonate "}' style="border-left:1px solid #000000;overflow:hidden;padding:0px 3px 0px 3px;vertical-align:bottom;font-weight:bold;">Polycarbonate </td> <td data-sheets-value='{"1":2,"2":"Single-walled"}' style="overflow:hidden;padding:0px 3px 0px 3px;vertical-align:bottom;font-weight:bold;">Single-walled</td> <td data-sheets-value='{"1":2,"2":"Clear (A)"}' style="border-right:1px solid #000000;overflow:hidden;padding:0px 3px 0px 3px;vertical-align:bottom;font-weight:bold;">Clear (A)</td> <td data-sheets-numberformat='{"1":2,"2":"0.00","3":1}' data-sheets-value='{"1":3,"3":5.17}' style="overflow:hidden;padding:0px 3px 0px 3px;vertical-align:bottom;text-align:center;">5.17</td> <td data-sheets-numberformat='{"1":2,"2":"0","3":1}' data-sheets-value='{"1":3,"3":88}' style="overflow:hidden;padding:0px 3px 0px 3px;vertical-align:bottom;text-align:center;">88</td> <td data-sheets-numberformat='{"1":2,"2":"0","3":1}' data-sheets-value='{"1":3,"3":83}' style="overflow:hidden;padding:0px 3px 0px 3px;vertical-align:bottom;text-align:center;">83</td> <td data-sheets-numberformat='{"1":2,"2":"0","3":1}' data-sheets-value='{"1":2,"2":"-"}' style="border-right:1px solid #000000;overflow:hidden;padding:0px 3px 0px 3px;vertical-align:bottom;text-align:center;">-</td> </tr> <tr style="height:20px;"> <td data-sheets-value='{"1":2,"2":"PC"}' style="border-left:1px solid #000000;overflow:hidden;padding:0px 3px 0px 3px;vertical-align:bottom;font-weight:bold;">PC</td> <td data-sheets-value='{"1":2,"2":"Single-walled"}' style="overflow:hidden;padding:0px 3px 0px 3px;vertical-align:bottom;font-weight:bold;">Single-walled</td> <td data-sheets-value='{"1":2,"2":"Opal (D)"}' style="border-right:1px solid #000000;overflow:hidden;padding:0px 3px 0px 3px;vertical-align:bottom;font-weight:bold;">Opal (D)</td> <td data-sheets-numberformat='{"1":2,"2":"0.00","3":1}' data-sheets-value='{"1":3,"3":5.17}' style="overflow:hidden;padding:0px 3px 0px 3px;vertical-align:bottom;text-align:center;">5.17</td> <td data-sheets-numberformat='{"1":2,"2":"0","3":1}' data-sheets-value='{"1":3,"3":58}' style="overflow:hidden;padding:0px 3px 0px 3px;vertical-align:bottom;text-align:center;">58</td> <td data-sheets-numberformat='{"1":2,"2":"0","3":1}' data-sheets-value='{"1":3,"3":60}' style="overflow:hidden;padding:0px 3px 0px 3px;vertical-align:bottom;text-align:center;">60</td> <td data-sheets-numberformat='{"1":2,"2":"0","3":1}' data-sheets-value='{"1":2,"2":"-"}' style="border-right:1px solid #000000;overflow:hidden;padding:0px 3px 0px 3px;vertical-align:bottom;text-align:center;">-</td> </tr> <tr style="height:20px;"> <td style="border-left:1px solid #000000;overflow:hidden;padding:0px 3px 0px 3px;vertical-align:bottom;font-weight:bold;"></td> <td data-sheets-value='{"1":2,"2":"Double-walled"}' style="overflow:hidden;padding:0px 3px 0px 3px;vertical-align:bottom;font-weight:bold;">Double-walled</td> <td data-sheets-value='{"1":2,"2":"Clear (A/H)"}' style="border-right:1px solid #000000;overflow:hidden;padding:0px 3px 0px 3px;vertical-align:bottom;font-weight:bold;">Clear (A/H)</td> <td data-sheets-numberformat='{"1":2,"2":"0.00","3":1}' data-sheets-value='{"1":3,"3":2.9}' style="overflow:hidden;padding:0px 3px 0px 3px;vertical-align:bottom;text-align:center;">2.90</td> <td data-sheets-numberformat='{"1":2,"2":"0","3":1}' data-sheets-value='{"1":3,"3":79}' style="overflow:hidden;padding:0px 3px 0px 3px;vertical-align:bottom;text-align:center;">79</td> <td data-sheets-numberformat='{"1":2,"2":"0","3":1}' data-sheets-value='{"1":3,"3":72}' style="overflow:hidden;padding:0px 3px 0px 3px;vertical-align:bottom;text-align:center;">72</td> <td data-sheets-numberformat='{"1":2,"2":"0","3":1}' data-sheets-value='{"1":3,"3":20}' style="border-right:1px solid #000000;overflow:hidden;padding:0px 3px 0px 3px;vertical-align:bottom;text-align:center;">20</td> </tr> <tr style="height:20px;"> <td style="border-left:1px solid #000000;overflow:hidden;padding:0px 3px 0px 3px;vertical-align:bottom;font-weight:bold;"></td> <td data-sheets-value='{"1":2,"2":"Double-walled"}' style="overflow:hidden;padding:0px 3px 0px 3px;vertical-align:bottom;font-weight:bold;">Double-walled</td> <td data-sheets-value='{"1":2,"2":"Clear (A/A)"}' style="border-right:1px solid #000000;overflow:hidden;padding:0px 3px 0px 3px;vertical-align:bottom;font-weight:bold;">Clear (A/A)</td> <td data-sheets-numberformat='{"1":2,"2":"0.00","3":1}' data-sheets-value='{"1":3,"3":2.9}' style="overflow:hidden;padding:0px 3px 0px 3px;vertical-align:bottom;text-align:center;">2.90</td> <td data-sheets-numberformat='{"1":2,"2":"0","3":1}' data-sheets-value='{"1":3,"3":77}' style="overflow:hidden;padding:0px 3px 0px 3px;vertical-align:bottom;text-align:center;">77</td> <td data-sheets-numberformat='{"1":2,"2":"0","3":1}' data-sheets-value='{"1":3,"3":69}' style="overflow:hidden;padding:0px 3px 0px 3px;vertical-align:bottom;text-align:center;">69</td> <td data-sheets-numberformat='{"1":2,"2":"0","3":1}' data-sheets-value='{"1":3,"3":20}' style="border-right:1px solid #000000;overflow:hidden;padding:0px 3px 0px 3px;vertical-align:bottom;text-align:center;">20</td> </tr> <tr style="height:20px;"> <td style="border-left:1px solid #000000;overflow:hidden;padding:0px 3px 0px 3px;vertical-align:bottom;font-weight:bold;"></td> <td data-sheets-value='{"1":2,"2":"Double-walled"}' style="overflow:hidden;padding:0px 3px 0px 3px;vertical-align:bottom;font-weight:bold;">Double-walled</td> <td data-sheets-value='{"1":2,"2":"Opal (A/O)"}' style="border-right:1px solid #000000;overflow:hidden;padding:0px 3px 0px 3px;vertical-align:bottom;font-weight:bold;">Opal (A/O)</td> <td data-sheets-numberformat='{"1":2,"2":"0.00","3":1}' data-sheets-value='{"1":3,"3":2.9}' style="overflow:hidden;padding:0px 3px 0px 3px;vertical-align:bottom;text-align:center;">2.90</td> <td data-sheets-numberformat='{"1":2,"2":"0","3":1}' data-sheets-value='{"1":3,"3":73}' style="overflow:hidden;padding:0px 3px 0px 3px;vertical-align:bottom;text-align:center;">73</td> <td data-sheets-numberformat='{"1":2,"2":"0","3":1}' data-sheets-value='{"1":3,"3":63}' style="overflow:hidden;padding:0px 3px 0px 3px;vertical-align:bottom;text-align:center;">63</td> <td data-sheets-numberformat='{"1":2,"2":"0","3":1}' data-sheets-value='{"1":3,"3":20}' style="border-right:1px solid #000000;overflow:hidden;padding:0px 3px 0px 3px;vertical-align:bottom;text-align:center;">20</td> </tr> <tr style="height:20px;"> <td style="border-left:1px solid #000000;overflow:hidden;padding:0px 3px 0px 3px;vertical-align:bottom;font-weight:bold;"></td> <td data-sheets-value='{"1":2,"2":"Double-walled"}' style="overflow:hidden;padding:0px 3px 0px 3px;vertical-align:bottom;font-weight:bold;">Double-walled</td> <td data-sheets-value='{"1":2,"2":"Opal (A/D)"}' style="border-right:1px solid #000000;overflow:hidden;padding:0px 3px 0px 3px;vertical-align:bottom;font-weight:bold;">Opal (A/D)</td> <td data-sheets-numberformat='{"1":2,"2":"0.00","3":1}' data-sheets-value='{"1":3,"3":2.9}' style="overflow:hidden;padding:0px 3px 0px 3px;vertical-align:bottom;text-align:center;">2.90</td> <td data-sheets-numberformat='{"1":2,"2":"0","3":1}' data-sheets-value='{"1":3,"3":51}' style="overflow:hidden;padding:0px 3px 0px 3px;vertical-align:bottom;text-align:center;">51</td> <td data-sheets-numberformat='{"1":2,"2":"0","3":1}' data-sheets-value='{"1":3,"3":50}' style="overflow:hidden;padding:0px 3px 0px 3px;vertical-align:bottom;text-align:center;">50</td> <td data-sheets-numberformat='{"1":2,"2":"0","3":1}' data-sheets-value='{"1":3,"3":20}' style="border-right:1px solid #000000;overflow:hidden;padding:0px 3px 0px 3px;vertical-align:bottom;text-align:center;">20</td> </tr> <tr style="height:20px;"> <td style="border-left:1px solid #000000;overflow:hidden;padding:0px 3px 0px 3px;vertical-align:bottom;font-weight:bold;"></td> <td data-sheets-value='{"1":2,"2":"Triple-walled"}' style="overflow:hidden;padding:0px 3px 0px 3px;vertical-align:bottom;font-weight:bold;">Triple-walled</td> <td data-sheets-value='{"1":2,"2":"Clear (A/H/H)"}' style="border-right:1px solid #000000;overflow:hidden;padding:0px 3px 0px 3px;vertical-align:bottom;font-weight:bold;">Clear (A/H/H)</td> <td data-sheets-numberformat='{"1":2,"2":"0.00","3":1}' data-sheets-value='{"1":3,"3":1.7}' style="overflow:hidden;padding:0px 3px 0px 3px;vertical-align:bottom;text-align:center;">1.70</td> <td data-sheets-numberformat='{"1":2,"2":"0","3":1}' data-sheets-value='{"1":3,"3":71}' style="overflow:hidden;padding:0px 3px 0px 3px;vertical-align:bottom;text-align:center;">71</td> <td data-sheets-numberformat='{"1":2,"2":"0","3":1}' data-sheets-value='{"1":3,"3":63}' style="overflow:hidden;padding:0px 3px 0px 3px;vertical-align:bottom;text-align:center;">63</td> <td data-sheets-numberformat='{"1":2,"2":"0","3":1}' data-sheets-value='{"1":3,"3":22}' style="border-right:1px solid #000000;overflow:hidden;padding:0px 3px 0px 3px;vertical-align:bottom;text-align:center;">22</td> </tr> <tr style="height:20px;"> <td style="border-left:1px solid #000000;overflow:hidden;padding:0px 3px 0px 3px;vertical-align:bottom;font-weight:bold;"></td> <td data-sheets-value='{"1":2,"2":"Triple-walled"}' style="overflow:hidden;padding:0px 3px 0px 3px;vertical-align:bottom;font-weight:bold;">Triple-walled</td> <td data-sheets-value='{"1":2,"2":"Opal (A/O/O)"}' style="border-right:1px solid #000000;overflow:hidden;padding:0px 3px 0px 3px;vertical-align:bottom;font-weight:bold;">Opal (A/O/O)</td> <td data-sheets-numberformat='{"1":2,"2":"0.00","3":1}' data-sheets-value='{"1":3,"3":1.7}' style="overflow:hidden;padding:0px 3px 0px 3px;vertical-align:bottom;text-align:center;">1.70</td> <td data-sheets-numberformat='{"1":2,"2":"0","3":1}' data-sheets-value='{"1":3,"3":61}' style="overflow:hidden;padding:0px 3px 0px 3px;vertical-align:bottom;text-align:center;">61</td> <td data-sheets-numberformat='{"1":2,"2":"0","3":1}' data-sheets-value='{"1":3,"3":48}' style="overflow:hidden;padding:0px 3px 0px 3px;vertical-align:bottom;text-align:center;">48</td> <td data-sheets-numberformat='{"1":2,"2":"0","3":1}' data-sheets-value='{"1":3,"3":22}' style="border-right:1px solid #000000;overflow:hidden;padding:0px 3px 0px 3px;vertical-align:bottom;text-align:center;">22</td> </tr> <tr style="height:20px;"> <td style="border-left:1px solid #000000;overflow:hidden;padding:0px 3px 0px 3px;vertical-align:bottom;font-weight:bold;"></td> <td data-sheets-value='{"1":2,"2":"Four-walled"}' style="overflow:hidden;padding:0px 3px 0px 3px;vertical-align:bottom;font-weight:bold;">Four-walled</td> <td data-sheets-value='{"1":2,"2":"Clear (A/H/H/H)"}' style="border-right:1px solid #000000;overflow:hidden;padding:0px 3px 0px 3px;vertical-align:bottom;font-weight:bold;">Clear (A/H/H/H)</td> <td data-sheets-numberformat='{"1":2,"2":"0.00","3":1}' data-sheets-value='{"1":3,"3":1.28}' style="overflow:hidden;padding:0px 3px 0px 3px;vertical-align:bottom;text-align:center;">1.28</td> <td data-sheets-numberformat='{"1":2,"2":"0","3":1}' data-sheets-value='{"1":3,"3":64}' style="overflow:hidden;padding:0px 3px 0px 3px;vertical-align:bottom;text-align:center;">64</td> <td data-sheets-numberformat='{"1":2,"2":"0","3":1}' data-sheets-value='{"1":3,"3":52}' style="overflow:hidden;padding:0px 3px 0px 3px;vertical-align:bottom;text-align:center;">52</td> <td data-sheets-numberformat='{"1":2,"2":"0","3":1}' data-sheets-value='{"1":3,"3":23}' style="border-right:1px solid #000000;overflow:hidden;padding:0px 3px 0px 3px;vertical-align:bottom;text-align:center;">23</td> </tr> <tr style="height:20px;"> <td style="border-bottom:1px solid #000000;border-left:1px solid #000000;overflow:hidden;padding:0px 3px 0px 3px;vertical-align:bottom;"></td> <td data-sheets-value='{"1":2,"2":"Four-walled"}' style="border-bottom:1px solid #000000;overflow:hidden;padding:0px 3px 0px 3px;vertical-align:bottom;font-weight:bold;">Four-walled</td> <td data-sheets-value='{"1":2,"2":"Opal (A/H/O/H)"}' style="border-right:1px solid #000000;border-bottom:1px solid #000000;overflow:hidden;padding:0px 3px 0px 3px;vertical-align:bottom;font-weight:bold;">Opal (A/H/O/H)</td> <td data-sheets-numberformat='{"1":2,"2":"0.00","3":1}' data-sheets-value='{"1":3,"3":1.28}' style="border-bottom:1px solid #000000;overflow:hidden;padding:0px 3px 0px 3px;vertical-align:bottom;text-align:center;">1.28</td> <td data-sheets-numberformat='{"1":2,"2":"0","3":1}' data-sheets-value='{"1":3,"3":59}' style="border-bottom:1px solid #000000;overflow:hidden;padding:0px 3px 0px 3px;vertical-align:bottom;text-align:center;">59</td> <td data-sheets-numberformat='{"1":2,"2":"0","3":1}' data-sheets-value='{"1":3,"3":46}' style="border-bottom:1px solid #000000;overflow:hidden;padding:0px 3px 0px 3px;vertical-align:bottom;text-align:center;">46</td> <td data-sheets-numberformat='{"1":2,"2":"0","3":1}' data-sheets-value='{"1":3,"3":23}' style="border-right:1px solid #000000;border-bottom:1px solid #000000;overflow:hidden;padding:0px 3px 0px 3px;vertical-align:bottom;text-align:center;">23</td> </tr> <tr style="height:20px;"> <td data-sheets-value='{"1":2,"2":"Polycarbonate"}' style="border-left:1px solid #000000;overflow:hidden;padding:0px 3px 0px 3px;vertical-align:bottom;font-weight:bold;">Polycarbonate</td> <td data-sheets-value='{"1":2,"2":"Single-walled"}' style="overflow:hidden;padding:0px 3px 0px 3px;vertical-align:bottom;font-weight:bold;">Single-walled</td> <td data-sheets-value='{"1":2,"2":"Heatstop Opal (T)"}' style="border-right:1px solid #000000;overflow:hidden;padding:0px 3px 0px 3px;vertical-align:bottom;font-weight:bold;">Heatstop Opal (T)</td> <td data-sheets-numberformat='{"1":2,"2":"0.00","3":1}' data-sheets-value='{"1":3,"3":5.17}' style="overflow:hidden;padding:0px 3px 0px 3px;vertical-align:bottom;text-align:center;">5.17</td> <td data-sheets-numberformat='{"1":2,"2":"0","3":1}' data-sheets-value='{"1":3,"3":49}' style="overflow:hidden;padding:0px 3px 0px 3px;vertical-align:bottom;text-align:center;">49</td> <td data-sheets-numberformat='{"1":2,"2":"0","3":1}' data-sheets-value='{"1":3,"3":59}' style="overflow:hidden;padding:0px 3px 0px 3px;vertical-align:bottom;text-align:center;">59</td> <td data-sheets-numberformat='{"1":2,"2":"0","3":1}' data-sheets-value='{"1":2,"2":"-"}' style="border-right:1px solid #000000;overflow:hidden;padding:0px 3px 0px 3px;vertical-align:bottom;text-align:center;">-</td> </tr> <tr style="height:20px;"> <td data-sheets-value='{"1":2,"2":"Heatstop PC"}' style="border-left:1px solid #000000;overflow:hidden;padding:0px 3px 0px 3px;vertical-align:bottom;font-weight:bold;">Heatstop PC</td> <td data-sheets-value='{"1":2,"2":"Double-walled"}' style="overflow:hidden;padding:0px 3px 0px 3px;vertical-align:bottom;font-weight:bold;">Double-walled</td> <td data-sheets-value='{"1":2,"2":"Clear (T/H)"}' style="border-right:1px solid #000000;overflow:hidden;padding:0px 3px 0px 3px;vertical-align:bottom;font-weight:bold;">Clear (T/H)</td> <td data-sheets-numberformat='{"1":2,"2":"0.00","3":1}' data-sheets-value='{"1":3,"3":2.9}' style="overflow:hidden;padding:0px 3px 0px 3px;vertical-align:bottom;text-align:center;">2.90</td> <td data-sheets-numberformat='{"1":2,"2":"0","3":1}' data-sheets-value='{"1":3,"3":44}' style="overflow:hidden;padding:0px 3px 0px 3px;vertical-align:bottom;text-align:center;">44</td> <td data-sheets-numberformat='{"1":2,"2":"0","3":1}' data-sheets-value='{"1":3,"3":51}' style="overflow:hidden;padding:0px 3px 0px 3px;vertical-align:bottom;text-align:center;">51</td> <td data-sheets-numberformat='{"1":2,"2":"0","3":1}' data-sheets-value='{"1":3,"3":20}' style="border-right:1px solid #000000;overflow:hidden;padding:0px 3px 0px 3px;vertical-align:bottom;text-align:center;">20</td> </tr> <tr style="height:20px;"> <td style="border-left:1px solid #000000;overflow:hidden;padding:0px 3px 0px 3px;vertical-align:bottom;font-weight:bold;"></td> <td data-sheets-value='{"1":2,"2":"Double-walled"}' style="overflow:hidden;padding:0px 3px 0px 3px;vertical-align:bottom;font-weight:bold;">Double-walled</td> <td data-sheets-value='{"1":2,"2":"Opal (T/O)"}' style="border-right:1px solid #000000;overflow:hidden;padding:0px 3px 0px 3px;vertical-align:bottom;font-weight:bold;">Opal (T/O)</td> <td data-sheets-numberformat='{"1":2,"2":"0.00","3":1}' data-sheets-value='{"1":3,"3":2.9}' style="overflow:hidden;padding:0px 3px 0px 3px;vertical-align:bottom;text-align:center;">2.90</td> <td data-sheets-numberformat='{"1":2,"2":"0","3":1}' data-sheets-value='{"1":3,"3":41}' style="overflow:hidden;padding:0px 3px 0px 3px;vertical-align:bottom;text-align:center;">41</td> <td data-sheets-numberformat='{"1":2,"2":"0","3":1}' data-sheets-value='{"1":3,"3":45}' style="overflow:hidden;padding:0px 3px 0px 3px;vertical-align:bottom;text-align:center;">45</td> <td data-sheets-numberformat='{"1":2,"2":"0","3":1}' data-sheets-value='{"1":3,"3":20}' style="border-right:1px solid #000000;overflow:hidden;padding:0px 3px 0px 3px;vertical-align:bottom;text-align:center;">20</td> </tr> <tr style="height:20px;"> <td style="border-left:1px solid #000000;overflow:hidden;padding:0px 3px 0px 3px;vertical-align:bottom;font-weight:bold;"></td> <td data-sheets-value='{"1":2,"2":"Triple-walled"}' style="overflow:hidden; | skylux-160-ce-met-koepel-en-polyester-opstand-30-20-met-lm-motor-en-windvang-1000-x-1600-mm | 8586014622029 | 46872314511693
Smoke and heat exhaust (SHEV) | SHE system | Skylux | Skylux 160° CE with skylight and polyester curb 30/20 with LM-actuator and spoiler 1000 x 1900 mm |  | 50772 | 5412970507727 | 5257.45 | Yes | 30-45 | 74.65 | 1000 x 1900 mm | 1900 | 1000 |  | polyester 30/20 (30 cm high & roof opening = 20 cm larger than daylight size) | Rectangular | 5.17 W/m²K - 1.28 W/m²K | 87% - 32% | 90% - 32% | 20dB - 23dB | 160° CE (for industry) | skylight | with spoiler | E | Single actuator | Maximum four-walled skylight possible for this product | Ut-value LT-value g-value Rw-value EN 1873 : 2014 EN ISO 13468 EN 16153 EN 410 EN 410 EN ISO 140-3 Material Walls Shells (W/m²K) (%) (%) (dB) Acrylic Single-walled Clear (H) 5.17 90 87 - PMMA Single-walled Opal (O) 5.17 83 76 - Double-walled Clear (H/H) 2.90 81 75 20 Double-walled Opal (O/O) 2.90 69 58 20 Triple-walled Clear (H/H/H) 1.70 73 65 22 Triple-walled Opal (O/H/O) 1.70 62 51 22 Four-walled Clear (H/H/H/H) 1.28 64 54 23 Four-walled Opal (H/H/O/H) 1.28 59 48 23 Polycarbonate Single-walled Clear (A) 5.17 88 83 - PC Single-walled Opal (D) 5.17 58 60 - Double-walled Clear (A/H) 2.90 79 72 20 Double-walled Clear (A/A) 2.90 77 69 20 Double-walled Opal (A/O) 2.90 73 63 20 Double-walled Opal (A/D) 2.90 51 50 20 Triple-walled Clear (A/H/H) 1.70 71 63 22 Triple-walled Opal (A/O/O) 1.70 61 48 22 Four-walled Clear (A/H/H/H) 1.28 64 52 23 Four-walled Opal (A/H/O/H) 1.28 59 46 23 Polycarbonate Single-walled Heatstop Opal (T) 5.17 49 59 - Heatstop PC Double-walled Clear (T/H) 2.90 44 51 20 Double-walled Opal (T/O) 2.90 41 45 20 Triple-walled Clear (T/H/H) 1.70 40 <td data-sheets-numberformat='{"1":2,"2":"0","3":1}' data-sheets-value='{"1":3,"3":44}' style="overflow:hidden;paddin | https://skylux.eu/en/products/skylux-160-ce-met-koepel-en-polyester-opstand-30-20-met-lm-motor-en-windvang-1000-x-1900-mm | https://skylux.eu/cdn/shop/files/Skylux-160deg-CE-met-koepel-en-polyester-opstand-3020-met-LM-motor-en-windvang-1000-x-1900-mm-RWA-systeem.jpg?v=1702978423&width=1600 | https://skylux.eu/cdn/shop/files/e5a82811-1bb0-48e4-a776-cacb59c7c092_9d9cabca-a27f-4ce1-a78e-52d0621ff2c1.jpg?v=1688550641&width=1600 | //skylux.eu/cdn/shop/files/E_MH_Mounting_instructions_Skylux_160_CE_LM.pdf?v=12406716259046007223 | //skylux.eu/cdn/shop/files/E_TD_Technical_File_Skylux_Skylux_160_CE_Electric.pdf?v=3667116872303399239 | <style type="text/css" id="isPasted"> <!--td { border: 1px solid #cccccc; } br { mso-data-placement: same-cell; } --> </style> <table border="1" cellpadding="0" cellspacing="0" dir="ltr" style="table-layout:fixed;font-size:10pt;font-family:Arial;border-collapse:collapse;border:none;"><tbody> <tr style="height:20px;"> <td style="overflow:hidden;padding:0px 3px 0px 3px;vertical-align:bottom;"></td> <td style="overflow:hidden;padding:0px 3px 0px 3px;vertical-align:bottom;"></td> <td style="overflow:hidden;padding:0px 3px 0px 3px;vertical-align:bottom;"></td> <td data-sheets-value='{"1":2,"2":"Ut-value"}' style="overflow:hidden;padding:0px 3px 0px 3px;vertical-align:bottom;font-weight:bold;text-align:center;">Ut-value</td> <td data-sheets-value='{"1":2,"2":"LT-value"}' style="overflow:hidden;padding:0px 3px 0px 3px;vertical-align:bottom;font-weight:bold;text-align:center;">LT-value</td> <td data-sheets-value='{"1":2,"2":"g-value"}' style="overflow:hidden;padding:0px 3px 0px 3px;vertical-align:bottom;font-weight:bold;text-align:center;">g-value</td> <td data-sheets-value='{"1":2,"2":"Rw-value "}' style="overflow:hidden;padding:0px 3px 0px 3px;vertical-align:bottom;font-weight:bold;text-align:center;">Rw-value </td> </tr> <tr style="height:20px;"> <td style="overflow:hidden;padding:0px 3px 0px 3px;vertical-align:bottom;"></td> <td style="overflow:hidden;padding:0px 3px 0px 3px;vertical-align:bottom;"></td> <td style="overflow:hidden;padding:0px 3px 0px 3px;vertical-align:bottom;"></td> <td data-sheets-numberformat='{"1":2,"2":"0.00","3":1}' data-sheets-value='{"1":2,"2":"EN 1873 : 2014"}' style="overflow:hidden;padding:0px 3px 0px 3px;vertical-align:bottom;text-align:center;">EN 1873 : 2014</td> <td data-sheets-numberformat='{"1":2,"2":"0","3":1}' data-sheets-value='{"1":2,"2":"EN ISO 13468 EN 16153 EN 410"}' style="overflow:hidden;padding:0px 3px 0px 3px;vertical-align:bottom;text-align:center;">EN ISO 13468 EN 16153 EN 410</td> <td data-sheets-numberformat='{"1":2,"2":"0","3":1}' data-sheets-value='{"1":2,"2":"EN 410"}' style="overflow:hidden;padding:0px 3px 0px 3px;vertical-align:bottom;text-align:center;">EN 410</td> <td data-sheets-value='{"1":2,"2":"EN ISO 140-3\t\t"}' style="overflow:hidden;padding:0px 3px 0px 3px;vertical-align:bottom;text-align:center;">EN ISO 140-3 </td> </tr> <tr style="height:20px;"> <td data-sheets-value='{"1":2,"2":"Material"}' style="border-bottom:1px solid #000000;overflow:hidden;padding:0px 3px 0px 3px;vertical-align:bottom;background-color:#000000;font-weight:bold;color:#ffffff;">Material</td> <td data-sheets-value='{"1":2,"2":"Walls"}' style="border-bottom:1px solid #000000;overflow:hidden;padding:0px 3px 0px 3px;vertical-align:bottom;background-color:#000000;font-weight:bold;color:#ffffff;">Walls</td> <td data-sheets-value='{"1":2,"2":"Shells"}' style="border-bottom:1px solid #000000;overflow:hidden;padding:0px 3px 0px 3px;vertical-align:bottom;background-color:#000000;font-weight:bold;color:#ffffff;">Shells</td> <td data-sheets-numberformat='{"1":2,"2":"0.00","3":1}' data-sheets-value='{"1":2,"2":"(W/m²K)\t"}' style="border-bottom:1px solid #000000;overflow:hidden;padding:0px 3px 0px 3px;vertical-align:bottom;background-color:#000000;font-weight:bold;color:#ffffff;text-align:center;">(W/m²K) </td> <td data-sheets-numberformat='{"1":2,"2":"0","3":1}' data-sheets-value='{"1":2,"2":"(%)"}' style="border-bottom:1px solid #000000;overflow:hidden;padding:0px 3px 0px 3px;vertical-align:bottom;background-color:#000000;font-weight:bold;color:#ffffff;text-align:center;">(%)</td> <td data-sheets-numberformat='{"1":2,"2":"0","3":1}' data-sheets-value='{"1":2,"2":"(%)"}' style="border-bottom:1px solid #000000;overflow:hidden;padding:0px 3px 0px 3px;vertical-align:bottom;background-color:#000000;font-weight:bold;color:#ffffff;text-align:center;">(%)</td> <td data-sheets-value='{"1":2,"2":"(dB)"}' style="border-bottom:1px solid #000000;overflow:hidden;padding:0px 3px 0px 3px;vertical-align:bottom;background-color:#000000;font-weight:bold;color:#ffffff;text-align:center;">(dB)</td> </tr> <tr style="height:20px;"> <td data-sheets-value='{"1":2,"2":"Acrylic"}' style="border-left:1px solid #000000;overflow:hidden;padding:0px 3px 0px 3px;vertical-align:bottom;font-weight:bold;">Acrylic</td> <td data-sheets-value='{"1":2,"2":"Single-walled"}' style="overflow:hidden;padding:0px 3px 0px 3px;vertical-align:bottom;font-weight:bold;">Single-walled</td> <td data-sheets-value='{"1":2,"2":"Clear (H)"}' style="border-right:1px solid #000000;overflow:hidden;padding:0px 3px 0px 3px;vertical-align:bottom;font-weight:bold;">Clear (H)</td> <td data-sheets-numberformat='{"1":2,"2":"0.00","3":1}' data-sheets-value='{"1":3,"3":5.17}' style="overflow:hidden;padding:0px 3px 0px 3px;vertical-align:bottom;text-align:center;">5.17</td> <td data-sheets-numberformat='{"1":2,"2":"0","3":1}' data-sheets-value='{"1":3,"3":90}' style="overflow:hidden;padding:0px 3px 0px 3px;vertical-align:bottom;text-align:center;">90</td> <td data-sheets-numberformat='{"1":2,"2":"0","3":1}' data-sheets-value='{"1":3,"3":87}' style="overflow:hidden;padding:0px 3px 0px 3px;vertical-align:bottom;text-align:center;">87</td> <td data-sheets-numberformat='{"1":2,"2":"0","3":1}' data-sheets-value='{"1":2,"2":"-"}' style="border-right:1px solid #000000;overflow:hidden;padding:0px 3px 0px 3px;vertical-align:bottom;text-align:center;">-</td> </tr> <tr style="height:20px;"> <td data-sheets-value='{"1":2,"2":"PMMA"}' style="border-left:1px solid #000000;overflow:hidden;padding:0px 3px 0px 3px;vertical-align:bottom;font-weight:bold;">PMMA</td> <td data-sheets-value='{"1":2,"2":"Single-walled"}' style="overflow:hidden;padding:0px 3px 0px 3px;vertical-align:bottom;font-weight:bold;">Single-walled</td> <td data-sheets-value='{"1":2,"2":"Opal (O)"}' style="border-right:1px solid #000000;overflow:hidden;padding:0px 3px 0px 3px;vertical-align:bottom;font-weight:bold;">Opal (O)</td> <td data-sheets-numberformat='{"1":2,"2":"0.00","3":1}' data-sheets-value='{"1":3,"3":5.17}' style="overflow:hidden;padding:0px 3px 0px 3px;vertical-align:bottom;text-align:center;">5.17</td> <td data-sheets-numberformat='{"1":2,"2":"0","3":1}' data-sheets-value='{"1":3,"3":83}' style="overflow:hidden;padding:0px 3px 0px 3px;vertical-align:bottom;text-align:center;">83</td> <td data-sheets-numberformat='{"1":2,"2":"0","3":1}' data-sheets-value='{"1":3,"3":76}' style="overflow:hidden;padding:0px 3px 0px 3px;vertical-align:bottom;text-align:center;">76</td> <td data-sheets-numberformat='{"1":2,"2":"0","3":1}' data-sheets-value='{"1":2,"2":"-"}' style="border-right:1px solid #000000;overflow:hidden;padding:0px 3px 0px 3px;vertical-align:bottom;text-align:center;">-</td> </tr> <tr style="height:20px;"> <td style="border-left:1px solid #000000;overflow:hidden;padding:0px 3px 0px 3px;vertical-align:bottom;font-weight:bold;"></td> <td data-sheets-value='{"1":2,"2":"Double-walled"}' style="overflow:hidden;padding:0px 3px 0px 3px;vertical-align:bottom;font-weight:bold;">Double-walled</td> <td data-sheets-value='{"1":2,"2":"Clear (H/H)"}' style="border-right:1px solid #000000;overflow:hidden;padding:0px 3px 0px 3px;vertical-align:bottom;font-weight:bold;">Clear (H/H)</td> <td data-sheets-numberformat='{"1":2,"2":"0.00","3":1}' data-sheets-value='{"1":3,"3":2.9}' style="overflow:hidden;padding:0px 3px 0px 3px;vertical-align:bottom;text-align:center;">2.90</td> <td data-sheets-numberformat='{"1":2,"2":"0","3":1}' data-sheets-value='{"1":3,"3":81}' style="overflow:hidden;padding:0px 3px 0px 3px;vertical-align:bottom;text-align:center;">81</td> <td data-sheets-numberformat='{"1":2,"2":"0","3":1}' data-sheets-value='{"1":3,"3":75}' style="overflow:hidden;padding:0px 3px 0px 3px;vertical-align:bottom;text-align:center;">75</td> <td data-sheets-numberformat='{"1":2,"2":"0","3":1}' data-sheets-value='{"1":3,"3":20}' style="border-right:1px solid #000000;overflow:hidden;padding:0px 3px 0px 3px;vertical-align:bottom;text-align:center;">20</td> </tr> <tr style="height:20px;"> <td style="border-left:1px solid #000000;overflow:hidden;padding:0px 3px 0px 3px;vertical-align:bottom;font-weight:bold;"></td> <td data-sheets-value='{"1":2,"2":"Double-walled"}' style="overflow:hidden;padding:0px 3px 0px 3px;vertical-align:bottom;font-weight:bold;">Double-walled</td> <td data-sheets-value='{"1":2,"2":"Opal (O/O)"}' style="border-right:1px solid #000000;overflow:hidden;padding:0px 3px 0px 3px;vertical-align:bottom;font-weight:bold;">Opal (O/O)</td> <td data-sheets-numberformat='{"1":2,"2":"0.00","3":1}' data-sheets-value='{"1":3,"3":2.9}' style="overflow:hidden;padding:0px 3px 0px 3px;vertical-align:bottom;text-align:center;">2.90</td> <td data-sheets-numberformat='{"1":2,"2":"0","3":1}' data-sheets-value='{"1":3,"3":69}' style="overflow:hidden;padding:0px 3px 0px 3px;vertical-align:bottom;text-align:center;">69</td> <td data-sheets-numberformat='{"1":2,"2":"0","3":1}' data-sheets-value='{"1":3,"3":58}' style="overflow:hidden;padding:0px 3px 0px 3px;vertical-align:bottom;text-align:center;">58</td> <td data-sheets-numberformat='{"1":2,"2":"0","3":1}' data-sheets-value='{"1":3,"3":20}' style="border-right:1px solid #000000;overflow:hidden;padding:0px 3px 0px 3px;vertical-align:bottom;text-align:center;">20</td> </tr> <tr style="height:20px;"> <td style="border-left:1px solid #000000;overflow:hidden;padding:0px 3px 0px 3px;vertical-align:bottom;font-weight:bold;"></td> <td data-sheets-value='{"1":2,"2":"Triple-walled"}' style="overflow:hidden;padding:0px 3px 0px 3px;vertical-align:bottom;font-weight:bold;">Triple-walled</td> <td data-sheets-value='{"1":2,"2":"Clear (H/H/H)"}' style="border-right:1px solid #000000;overflow:hidden;padding:0px 3px 0px 3px;vertical-align:bottom;font-weight:bold;">Clear (H/H/H)</td> <td data-sheets-numberformat='{"1":2,"2":"0.00","3":1}' data-sheets-value='{"1":3,"3":1.7}' style="overflow:hidden;padding:0px 3px 0px 3px;vertical-align:bottom;text-align:center;">1.70</td> <td data-sheets-numberformat='{"1":2,"2":"0","3":1}' data-sheets-value='{"1":3,"3":73}' style="overflow:hidden;padding:0px 3px 0px 3px;vertical-align:bottom;text-align:center;">73</td> <td data-sheets-numberformat='{"1":2,"2":"0","3":1}' data-sheets-value='{"1":3,"3":65}' style="overflow:hidden;padding:0px 3px 0px 3px;vertical-align:bottom;text-align:center;">65</td> <td data-sheets-numberformat='{"1":2,"2":"0","3":1}' data-sheets-value='{"1":3,"3":22}' style="border-right:1px solid #000000;overflow:hidden;padding:0px 3px 0px 3px;vertical-align:bottom;text-align:center;">22</td> </tr> <tr style="height:20px;"> <td style="border-left:1px solid #000000;overflow:hidden;padding:0px 3px 0px 3px;vertical-align:bottom;font-weight:bold;"></td> <td data-sheets-value='{"1":2,"2":"Triple-walled"}' style="overflow:hidden;padding:0px 3px 0px 3px;vertical-align:bottom;font-weight:bold;">Triple-walled</td> <td data-sheets-value='{"1":2,"2":"Opal (O/H/O)"}' style="border-right:1px solid #000000;overflow:hidden;padding:0px 3px 0px 3px;vertical-align:bottom;font-weight:bold;">Opal (O/H/O)</td> <td data-sheets-numberformat='{"1":2,"2":"0.00","3":1}' data-sheets-value='{"1":3,"3":1.7}' style="overflow:hidden;padding:0px 3px 0px 3px;vertical-align:bottom;text-align:center;">1.70</td> <td data-sheets-numberformat='{"1":2,"2":"0","3":1}' data-sheets-value='{"1":3,"3":62}' style="overflow:hidden;padding:0px 3px 0px 3px;vertical-align:bottom;text-align:center;">62</td> <td data-sheets-numberformat='{"1":2,"2":"0","3":1}' data-sheets-value='{"1":3,"3":51}' style="overflow:hidden;padding:0px 3px 0px 3px;vertical-align:bottom;text-align:center;">51</td> <td data-sheets-numberformat='{"1":2,"2":"0","3":1}' data-sheets-value='{"1":3,"3":22}' style="border-right:1px solid #000000;overflow:hidden;padding:0px 3px 0px 3px;vertical-align:bottom;text-align:center;">22</td> </tr> <tr style="height:20px;"> <td style="border-left:1px solid #000000;overflow:hidden;padding:0px 3px 0px 3px;vertical-align:bottom;font-weight:bold;"></td> <td data-sheets-value='{"1":2,"2":"Four-walled"}' style="overflow:hidden;padding:0px 3px 0px 3px;vertical-align:bottom;font-weight:bold;">Four-walled</td> <td data-sheets-value='{"1":2,"2":"Clear (H/H/H/H)"}' style="border-right:1px solid #000000;overflow:hidden;padding:0px 3px 0px 3px;vertical-align:bottom;font-weight:bold;">Clear (H/H/H/H)</td> <td data-sheets-numberformat='{"1":2,"2":"0.00","3":1}' data-sheets-value='{"1":3,"3":1.28}' style="overflow:hidden;padding:0px 3px 0px 3px;vertical-align:bottom;text-align:center;">1.28</td> <td data-sheets-numberformat='{"1":2,"2":"0","3":1}' data-sheets-value='{"1":3,"3":64}' style="overflow:hidden;padding:0px 3px 0px 3px;vertical-align:bottom;text-align:center;">64</td> <td data-sheets-numberformat='{"1":2,"2":"0","3":1}' data-sheets-value='{"1":3,"3":54}' style="overflow:hidden;padding:0px 3px 0px 3px;vertical-align:bottom;text-align:center;">54</td> <td data-sheets-numberformat='{"1":2,"2":"0","3":1}' data-sheets-value='{"1":3,"3":23}' style="border-right:1px solid #000000;overflow:hidden;padding:0px 3px 0px 3px;vertical-align:bottom;text-align:center;">23</td> </tr> <tr style="height:20px;"> <td style="border-bottom:1px solid #000000;border-left:1px solid #000000;overflow:hidden;padding:0px 3px 0px 3px;vertical-align:bottom;"></td> <td data-sheets-value='{"1":2,"2":"Four-walled"}' style="border-bottom:1px solid #000000;overflow:hidden;padding:0px 3px 0px 3px;vertical-align:bottom;font-weight:bold;">Four-walled</td> <td data-sheets-value='{"1":2,"2":"Opal (H/H/O/H)"}' style="border-right:1px solid #000000;border-bottom:1px solid #000000;overflow:hidden;padding:0px 3px 0px 3px;vertical-align:bottom;font-weight:bold;">Opal (H/H/O/H)</td> <td data-sheets-numberformat='{"1":2,"2":"0.00","3":1}' data-sheets-value='{"1":3,"3":1.28}' style="border-bottom:1px solid #000000;overflow:hidden;padding:0px 3px 0px 3px;vertical-align:bottom;text-align:center;">1.28</td> <td data-sheets-numberformat='{"1":2,"2":"0","3":1}' data-sheets-value='{"1":3,"3":59}' style="border-bottom:1px solid #000000;overflow:hidden;padding:0px 3px 0px 3px;vertical-align:bottom;text-align:center;">59</td> <td data-sheets-numberformat='{"1":2,"2":"0","3":1}' data-sheets-value='{"1":3,"3":48}' style="border-bottom:1px solid #000000;overflow:hidden;padding:0px 3px 0px 3px;vertical-align:bottom;text-align:center;">48</td> <td data-sheets-numberformat='{"1":2,"2":"0","3":1}' data-sheets-value='{"1":3,"3":23}' style="border-right:1px solid #000000;border-bottom:1px solid #000000;overflow:hidden;padding:0px 3px 0px 3px;vertical-align:bottom;text-align:center;">23</td> </tr> <tr style="height:20px;"> <td data-sheets-value='{"1":2,"2":"Polycarbonate "}' style="border-left:1px solid #000000;overflow:hidden;padding:0px 3px 0px 3px;vertical-align:bottom;font-weight:bold;">Polycarbonate </td> <td data-sheets-value='{"1":2,"2":"Single-walled"}' style="overflow:hidden;padding:0px 3px 0px 3px;vertical-align:bottom;font-weight:bold;">Single-walled</td> <td data-sheets-value='{"1":2,"2":"Clear (A)"}' style="border-right:1px solid #000000;overflow:hidden;padding:0px 3px 0px 3px;vertical-align:bottom;font-weight:bold;">Clear (A)</td> <td data-sheets-numberformat='{"1":2,"2":"0.00","3":1}' data-sheets-value='{"1":3,"3":5.17}' style="overflow:hidden;padding:0px 3px 0px 3px;vertical-align:bottom;text-align:center;">5.17</td> <td data-sheets-numberformat='{"1":2,"2":"0","3":1}' data-sheets-value='{"1":3,"3":88}' style="overflow:hidden;padding:0px 3px 0px 3px;vertical-align:bottom;text-align:center;">88</td> <td data-sheets-numberformat='{"1":2,"2":"0","3":1}' data-sheets-value='{"1":3,"3":83}' style="overflow:hidden;padding:0px 3px 0px 3px;vertical-align:bottom;text-align:center;">83</td> <td data-sheets-numberformat='{"1":2,"2":"0","3":1}' data-sheets-value='{"1":2,"2":"-"}' style="border-right:1px solid #000000;overflow:hidden;padding:0px 3px 0px 3px;vertical-align:bottom;text-align:center;">-</td> </tr> <tr style="height:20px;"> <td data-sheets-value='{"1":2,"2":"PC"}' style="border-left:1px solid #000000;overflow:hidden;padding:0px 3px 0px 3px;vertical-align:bottom;font-weight:bold;">PC</td> <td data-sheets-value='{"1":2,"2":"Single-walled"}' style="overflow:hidden;padding:0px 3px 0px 3px;vertical-align:bottom;font-weight:bold;">Single-walled</td> <td data-sheets-value='{"1":2,"2":"Opal (D)"}' style="border-right:1px solid #000000;overflow:hidden;padding:0px 3px 0px 3px;vertical-align:bottom;font-weight:bold;">Opal (D)</td> <td data-sheets-numberformat='{"1":2,"2":"0.00","3":1}' data-sheets-value='{"1":3,"3":5.17}' style="overflow:hidden;padding:0px 3px 0px 3px;vertical-align:bottom;text-align:center;">5.17</td> <td data-sheets-numberformat='{"1":2,"2":"0","3":1}' data-sheets-value='{"1":3,"3":58}' style="overflow:hidden;padding:0px 3px 0px 3px;vertical-align:bottom;text-align:center;">58</td> <td data-sheets-numberformat='{"1":2,"2":"0","3":1}' data-sheets-value='{"1":3,"3":60}' style="overflow:hidden;padding:0px 3px 0px 3px;vertical-align:bottom;text-align:center;">60</td> <td data-sheets-numberformat='{"1":2,"2":"0","3":1}' data-sheets-value='{"1":2,"2":"-"}' style="border-right:1px solid #000000;overflow:hidden;padding:0px 3px 0px 3px;vertical-align:bottom;text-align:center;">-</td> </tr> <tr style="height:20px;"> <td style="border-left:1px solid #000000;overflow:hidden;padding:0px 3px 0px 3px;vertical-align:bottom;font-weight:bold;"></td> <td data-sheets-value='{"1":2,"2":"Double-walled"}' style="overflow:hidden;padding:0px 3px 0px 3px;vertical-align:bottom;font-weight:bold;">Double-walled</td> <td data-sheets-value='{"1":2,"2":"Clear (A/H)"}' style="border-right:1px solid #000000;overflow:hidden;padding:0px 3px 0px 3px;vertical-align:bottom;font-weight:bold;">Clear (A/H)</td> <td data-sheets-numberformat='{"1":2,"2":"0.00","3":1}' data-sheets-value='{"1":3,"3":2.9}' style="overflow:hidden;padding:0px 3px 0px 3px;vertical-align:bottom;text-align:center;">2.90</td> <td data-sheets-numberformat='{"1":2,"2":"0","3":1}' data-sheets-value='{"1":3,"3":79}' style="overflow:hidden;padding:0px 3px 0px 3px;vertical-align:bottom;text-align:center;">79</td> <td data-sheets-numberformat='{"1":2,"2":"0","3":1}' data-sheets-value='{"1":3,"3":72}' style="overflow:hidden;padding:0px 3px 0px 3px;vertical-align:bottom;text-align:center;">72</td> <td data-sheets-numberformat='{"1":2,"2":"0","3":1}' data-sheets-value='{"1":3,"3":20}' style="border-right:1px solid #000000;overflow:hidden;padding:0px 3px 0px 3px;vertical-align:bottom;text-align:center;">20</td> </tr> <tr style="height:20px;"> <td style="border-left:1px solid #000000;overflow:hidden;padding:0px 3px 0px 3px;vertical-align:bottom;font-weight:bold;"></td> <td data-sheets-value='{"1":2,"2":"Double-walled"}' style="overflow:hidden;padding:0px 3px 0px 3px;vertical-align:bottom;font-weight:bold;">Double-walled</td> <td data-sheets-value='{"1":2,"2":"Clear (A/A)"}' style="border-right:1px solid #000000;overflow:hidden;padding:0px 3px 0px 3px;vertical-align:bottom;font-weight:bold;">Clear (A/A)</td> <td data-sheets-numberformat='{"1":2,"2":"0.00","3":1}' data-sheets-value='{"1":3,"3":2.9}' style="overflow:hidden;padding:0px 3px 0px 3px;vertical-align:bottom;text-align:center;">2.90</td> <td data-sheets-numberformat='{"1":2,"2":"0","3":1}' data-sheets-value='{"1":3,"3":77}' style="overflow:hidden;padding:0px 3px 0px 3px;vertical-align:bottom;text-align:center;">77</td> <td data-sheets-numberformat='{"1":2,"2":"0","3":1}' data-sheets-value='{"1":3,"3":69}' style="overflow:hidden;padding:0px 3px 0px 3px;vertical-align:bottom;text-align:center;">69</td> <td data-sheets-numberformat='{"1":2,"2":"0","3":1}' data-sheets-value='{"1":3,"3":20}' style="border-right:1px solid #000000;overflow:hidden;padding:0px 3px 0px 3px;vertical-align:bottom;text-align:center;">20</td> </tr> <tr style="height:20px;"> <td style="border-left:1px solid #000000;overflow:hidden;padding:0px 3px 0px 3px;vertical-align:bottom;font-weight:bold;"></td> <td data-sheets-value='{"1":2,"2":"Double-walled"}' style="overflow:hidden;padding:0px 3px 0px 3px;vertical-align:bottom;font-weight:bold;">Double-walled</td> <td data-sheets-value='{"1":2,"2":"Opal (A/O)"}' style="border-right:1px solid #000000;overflow:hidden;padding:0px 3px 0px 3px;vertical-align:bottom;font-weight:bold;">Opal (A/O)</td> <td data-sheets-numberformat='{"1":2,"2":"0.00","3":1}' data-sheets-value='{"1":3,"3":2.9}' style="overflow:hidden;padding:0px 3px 0px 3px;vertical-align:bottom;text-align:center;">2.90</td> <td data-sheets-numberformat='{"1":2,"2":"0","3":1}' data-sheets-value='{"1":3,"3":73}' style="overflow:hidden;padding:0px 3px 0px 3px;vertical-align:bottom;text-align:center;">73</td> <td data-sheets-numberformat='{"1":2,"2":"0","3":1}' data-sheets-value='{"1":3,"3":63}' style="overflow:hidden;padding:0px 3px 0px 3px;vertical-align:bottom;text-align:center;">63</td> <td data-sheets-numberformat='{"1":2,"2":"0","3":1}' data-sheets-value='{"1":3,"3":20}' style="border-right:1px solid #000000;overflow:hidden;padding:0px 3px 0px 3px;vertical-align:bottom;text-align:center;">20</td> </tr> <tr style="height:20px;"> <td style="border-left:1px solid #000000;overflow:hidden;padding:0px 3px 0px 3px;vertical-align:bottom;font-weight:bold;"></td> <td data-sheets-value='{"1":2,"2":"Double-walled"}' style="overflow:hidden;padding:0px 3px 0px 3px;vertical-align:bottom;font-weight:bold;">Double-walled</td> <td data-sheets-value='{"1":2,"2":"Opal (A/D)"}' style="border-right:1px solid #000000;overflow:hidden;padding:0px 3px 0px 3px;vertical-align:bottom;font-weight:bold;">Opal (A/D)</td> <td data-sheets-numberformat='{"1":2,"2":"0.00","3":1}' data-sheets-value='{"1":3,"3":2.9}' style="overflow:hidden;padding:0px 3px 0px 3px;vertical-align:bottom;text-align:center;">2.90</td> <td data-sheets-numberformat='{"1":2,"2":"0","3":1}' data-sheets-value='{"1":3,"3":51}' style="overflow:hidden;padding:0px 3px 0px 3px;vertical-align:bottom;text-align:center;">51</td> <td data-sheets-numberformat='{"1":2,"2":"0","3":1}' data-sheets-value='{"1":3,"3":50}' style="overflow:hidden;padding:0px 3px 0px 3px;vertical-align:bottom;text-align:center;">50</td> <td data-sheets-numberformat='{"1":2,"2":"0","3":1}' data-sheets-value='{"1":3,"3":20}' style="border-right:1px solid #000000;overflow:hidden;padding:0px 3px 0px 3px;vertical-align:bottom;text-align:center;">20</td> </tr> <tr style="height:20px;"> <td style="border-left:1px solid #000000;overflow:hidden;padding:0px 3px 0px 3px;vertical-align:bottom;font-weight:bold;"></td> <td data-sheets-value='{"1":2,"2":"Triple-walled"}' style="overflow:hidden;padding:0px 3px 0px 3px;vertical-align:bottom;font-weight:bold;">Triple-walled</td> <td data-sheets-value='{"1":2,"2":"Clear (A/H/H)"}' style="border-right:1px solid #000000;overflow:hidden;padding:0px 3px 0px 3px;vertical-align:bottom;font-weight:bold;">Clear (A/H/H)</td> <td data-sheets-numberformat='{"1":2,"2":"0.00","3":1}' data-sheets-value='{"1":3,"3":1.7}' style="overflow:hidden;padding:0px 3px 0px 3px;vertical-align:bottom;text-align:center;">1.70</td> <td data-sheets-numberformat='{"1":2,"2":"0","3":1}' data-sheets-value='{"1":3,"3":71}' style="overflow:hidden;padding:0px 3px 0px 3px;vertical-align:bottom;text-align:center;">71</td> <td data-sheets-numberformat='{"1":2,"2":"0","3":1}' data-sheets-value='{"1":3,"3":63}' style="overflow:hidden;padding:0px 3px 0px 3px;vertical-align:bottom;text-align:center;">63</td> <td data-sheets-numberformat='{"1":2,"2":"0","3":1}' data-sheets-value='{"1":3,"3":22}' style="border-right:1px solid #000000;overflow:hidden;padding:0px 3px 0px 3px;vertical-align:bottom;text-align:center;">22</td> </tr> <tr style="height:20px;"> <td style="border-left:1px solid #000000;overflow:hidden;padding:0px 3px 0px 3px;vertical-align:bottom;font-weight:bold;"></td> <td data-sheets-value='{"1":2,"2":"Triple-walled"}' style="overflow:hidden;padding:0px 3px 0px 3px;vertical-align:bottom;font-weight:bold;">Triple-walled</td> <td data-sheets-value='{"1":2,"2":"Opal (A/O/O)"}' style="border-right:1px solid #000000;overflow:hidden;padding:0px 3px 0px 3px;vertical-align:bottom;font-weight:bold;">Opal (A/O/O)</td> <td data-sheets-numberformat='{"1":2,"2":"0.00","3":1}' data-sheets-value='{"1":3,"3":1.7}' style="overflow:hidden;padding:0px 3px 0px 3px;vertical-align:bottom;text-align:center;">1.70</td> <td data-sheets-numberformat='{"1":2,"2":"0","3":1}' data-sheets-value='{"1":3,"3":61}' style="overflow:hidden;padding:0px 3px 0px 3px;vertical-align:bottom;text-align:center;">61</td> <td data-sheets-numberformat='{"1":2,"2":"0","3":1}' data-sheets-value='{"1":3,"3":48}' style="overflow:hidden;padding:0px 3px 0px 3px;vertical-align:bottom;text-align:center;">48</td> <td data-sheets-numberformat='{"1":2,"2":"0","3":1}' data-sheets-value='{"1":3,"3":22}' style="border-right:1px solid #000000;overflow:hidden;padding:0px 3px 0px 3px;vertical-align:bottom;text-align:center;">22</td> </tr> <tr style="height:20px;"> <td style="border-left:1px solid #000000;overflow:hidden;padding:0px 3px 0px 3px;vertical-align:bottom;font-weight:bold;"></td> <td data-sheets-value='{"1":2,"2":"Four-walled"}' style="overflow:hidden;padding:0px 3px 0px 3px;vertical-align:bottom;font-weight:bold;">Four-walled</td> <td data-sheets-value='{"1":2,"2":"Clear (A/H/H/H)"}' style="border-right:1px solid #000000;overflow:hidden;padding:0px 3px 0px 3px;vertical-align:bottom;font-weight:bold;">Clear (A/H/H/H)</td> <td data-sheets-numberformat='{"1":2,"2":"0.00","3":1}' data-sheets-value='{"1":3,"3":1.28}' style="overflow:hidden;padding:0px 3px 0px 3px;vertical-align:bottom;text-align:center;">1.28</td> <td data-sheets-numberformat='{"1":2,"2":"0","3":1}' data-sheets-value='{"1":3,"3":64}' style="overflow:hidden;padding:0px 3px 0px 3px;vertical-align:bottom;text-align:center;">64</td> <td data-sheets-numberformat='{"1":2,"2":"0","3":1}' data-sheets-value='{"1":3,"3":52}' style="overflow:hidden;padding:0px 3px 0px 3px;vertical-align:bottom;text-align:center;">52</td> <td data-sheets-numberformat='{"1":2,"2":"0","3":1}' data-sheets-value='{"1":3,"3":23}' style="border-right:1px solid #000000;overflow:hidden;padding:0px 3px 0px 3px;vertical-align:bottom;text-align:center;">23</td> </tr> <tr style="height:20px;"> <td style="border-bottom:1px solid #000000;border-left:1px solid #000000;overflow:hidden;padding:0px 3px 0px 3px;vertical-align:bottom;"></td> <td data-sheets-value='{"1":2,"2":"Four-walled"}' style="border-bottom:1px solid #000000;overflow:hidden;padding:0px 3px 0px 3px;vertical-align:bottom;font-weight:bold;">Four-walled</td> <td data-sheets-value='{"1":2,"2":"Opal (A/H/O/H)"}' style="border-right:1px solid #000000;border-bottom:1px solid #000000;overflow:hidden;padding:0px 3px 0px 3px;vertical-align:bottom;font-weight:bold;">Opal (A/H/O/H)</td> <td data-sheets-numberformat='{"1":2,"2":"0.00","3":1}' data-sheets-value='{"1":3,"3":1.28}' style="border-bottom:1px solid #000000;overflow:hidden;padding:0px 3px 0px 3px;vertical-align:bottom;text-align:center;">1.28</td> <td data-sheets-numberformat='{"1":2,"2":"0","3":1}' data-sheets-value='{"1":3,"3":59}' style="border-bottom:1px solid #000000;overflow:hidden;padding:0px 3px 0px 3px;vertical-align:bottom;text-align:center;">59</td> <td data-sheets-numberformat='{"1":2,"2":"0","3":1}' data-sheets-value='{"1":3,"3":46}' style="border-bottom:1px solid #000000;overflow:hidden;padding:0px 3px 0px 3px;vertical-align:bottom;text-align:center;">46</td> <td data-sheets-numberformat='{"1":2,"2":"0","3":1}' data-sheets-value='{"1":3,"3":23}' style="border-right:1px solid #000000;border-bottom:1px solid #000000;overflow:hidden;padding:0px 3px 0px 3px;vertical-align:bottom;text-align:center;">23</td> </tr> <tr style="height:20px;"> <td data-sheets-value='{"1":2,"2":"Polycarbonate"}' style="border-left:1px solid #000000;overflow:hidden;padding:0px 3px 0px 3px;vertical-align:bottom;font-weight:bold;">Polycarbonate</td> <td data-sheets-value='{"1":2,"2":"Single-walled"}' style="overflow:hidden;padding:0px 3px 0px 3px;vertical-align:bottom;font-weight:bold;">Single-walled</td> <td data-sheets-value='{"1":2,"2":"Heatstop Opal (T)"}' style="border-right:1px solid #000000;overflow:hidden;padding:0px 3px 0px 3px;vertical-align:bottom;font-weight:bold;">Heatstop Opal (T)</td> <td data-sheets-numberformat='{"1":2,"2":"0.00","3":1}' data-sheets-value='{"1":3,"3":5.17}' style="overflow:hidden;padding:0px 3px 0px 3px;vertical-align:bottom;text-align:center;">5.17</td> <td data-sheets-numberformat='{"1":2,"2":"0","3":1}' data-sheets-value='{"1":3,"3":49}' style="overflow:hidden;padding:0px 3px 0px 3px;vertical-align:bottom;text-align:center;">49</td> <td data-sheets-numberformat='{"1":2,"2":"0","3":1}' data-sheets-value='{"1":3,"3":59}' style="overflow:hidden;padding:0px 3px 0px 3px;vertical-align:bottom;text-align:center;">59</td> <td data-sheets-numberformat='{"1":2,"2":"0","3":1}' data-sheets-value='{"1":2,"2":"-"}' style="border-right:1px solid #000000;overflow:hidden;padding:0px 3px 0px 3px;vertical-align:bottom;text-align:center;">-</td> </tr> <tr style="height:20px;"> <td data-sheets-value='{"1":2,"2":"Heatstop PC"}' style="border-left:1px solid #000000;overflow:hidden;padding:0px 3px 0px 3px;vertical-align:bottom;font-weight:bold;">Heatstop PC</td> <td data-sheets-value='{"1":2,"2":"Double-walled"}' style="overflow:hidden;padding:0px 3px 0px 3px;vertical-align:bottom;font-weight:bold;">Double-walled</td> <td data-sheets-value='{"1":2,"2":"Clear (T/H)"}' style="border-right:1px solid #000000;overflow:hidden;padding:0px 3px 0px 3px;vertical-align:bottom;font-weight:bold;">Clear (T/H)</td> <td data-sheets-numberformat='{"1":2,"2":"0.00","3":1}' data-sheets-value='{"1":3,"3":2.9}' style="overflow:hidden;padding:0px 3px 0px 3px;vertical-align:bottom;text-align:center;">2.90</td> <td data-sheets-numberformat='{"1":2,"2":"0","3":1}' data-sheets-value='{"1":3,"3":44}' style="overflow:hidden;padding:0px 3px 0px 3px;vertical-align:bottom;text-align:center;">44</td> <td data-sheets-numberformat='{"1":2,"2":"0","3":1}' data-sheets-value='{"1":3,"3":51}' style="overflow:hidden;padding:0px 3px 0px 3px;vertical-align:bottom;text-align:center;">51</td> <td data-sheets-numberformat='{"1":2,"2":"0","3":1}' data-sheets-value='{"1":3,"3":20}' style="border-right:1px solid #000000;overflow:hidden;padding:0px 3px 0px 3px;vertical-align:bottom;text-align:center;">20</td> </tr> <tr style="height:20px;"> <td style="border-left:1px solid #000000;overflow:hidden;padding:0px 3px 0px 3px;vertical-align:bottom;font-weight:bold;"></td> <td data-sheets-value='{"1":2,"2":"Double-walled"}' style="overflow:hidden;padding:0px 3px 0px 3px;vertical-align:bottom;font-weight:bold;">Double-walled</td> <td data-sheets-value='{"1":2,"2":"Opal (T/O)"}' style="border-right:1px solid #000000;overflow:hidden;padding:0px 3px 0px 3px;vertical-align:bottom;font-weight:bold;">Opal (T/O)</td> <td data-sheets-numberformat='{"1":2,"2":"0.00","3":1}' data-sheets-value='{"1":3,"3":2.9}' style="overflow:hidden;padding:0px 3px 0px 3px;vertical-align:bottom;text-align:center;">2.90</td> <td data-sheets-numberformat='{"1":2,"2":"0","3":1}' data-sheets-value='{"1":3,"3":41}' style="overflow:hidden;padding:0px 3px 0px 3px;vertical-align:bottom;text-align:center;">41</td> <td data-sheets-numberformat='{"1":2,"2":"0","3":1}' data-sheets-value='{"1":3,"3":45}' style="overflow:hidden;padding:0px 3px 0px 3px;vertical-align:bottom;text-align:center;">45</td> <td data-sheets-numberformat='{"1":2,"2":"0","3":1}' data-sheets-value='{"1":3,"3":20}' style="border-right:1px solid #000000;overflow:hidden;padding:0px 3px 0px 3px;vertical-align:bottom;text-align:center;">20</td> </tr> <tr style="height:20px;"> <td style="border-left:1px solid #000000;overflow:hidden;padding:0px 3px 0px 3px;vertical-align:bottom;font-weight:bold;"></td> <td data-sheets-value='{"1":2,"2":"Triple-walled"}' style="overflow:hidden; | skylux-160-ce-met-koepel-en-polyester-opstand-30-20-met-lm-motor-en-windvang-1000-x-1900-mm | 8586014654797 | 46872314577229